## sdr_column_definitions
Column Type | Import From Raw | Publish In Full | Data Type | Timeseries Publish In Full | Annual Name | Annual Units | Published Annual Name | Published Annual Name Sightglass | Published Annual Unit | ResStock To Published Annual Unit Conversion Factor | Timeseries Name | Timeseries Units | Published Timeseries Name | Published Timeseries Name Sightglass | Published Timeseries Unit | ResStock To Published Timeseries Unit Conversion Factor | Notes | ResStock 2024.2 Equivalent
Input | yes | yes | string | no | building_id |  | bldg_id | bldg_id | [8 empty] | The dwelling unit model ID number (between 1 and the number of samples). | bldg_id
Input | yes | yes | string | no | completed_status |  | completed_status | [9 empty] | The simulation status. | Not published in ResStock 2024.2
Input | yes | yes | string | no | upgrade |  | upgrade | upgrade | [8 empty] | The upgrade number. | upgrade
Input | yes | yes | string | no | apply_upgrade.upgrade_name |  | in.upgrade_name | upgrade_name | [8 empty] | User-specificed name that describes the upgrade. | upgrade_name
Input | yes | yes | float | no | build_existing_model.sample_weight |  | weight | weight |  | 1 | [6 empty] | Number of dwelling units this model represents in real life. | weight
Calculated | yes | yes | boolean | no |  |  | applicability | applicability | [8 empty] | Whether the upgrade is applicable to the dwelling unit model. Will be always True for baseline. | applicability
Output | yes | yes | float | no | upgrade_costs.floor_area_conditioned_ft_2 | ft^2 | in.sqft..ft2 | in.sqft | ft2 | 1 | [6 empty] | Floor Area, Conditioned | in.sqft
Calculated | yes | yes | float | no |  |  | in.representative_income | in.representative_income | usd | [7 empty] | Income for this dwelling unit. | in.representative_income
Calculated | yes | yes | string | no |  |  | in.county_name | in.county_name | [8 empty] | County name | in.county_name
Input | yes | yes | string | no | build_existing_model.ahs_region |  | in.ahs_region | in.ahs_region | [8 empty] | American Housing Survey region where the sample is located. | in.ahs_region
Input | yes | yes | boolean | no | build_existing_model.aiannh_area |  | in.aiannh_area | in.aiannh_area | [8 empty] | If the dwelling unit model is located in an American Indian/Alaska Native/Native Hawaiian (AIANNH) Area or not. | in.aiannh_area
Input | yes | yes | string | no | build_existing_model.area_median_income |  | in.area_median_income | in.area_median_income | [8 empty] | Area median income of the household occupying the dwelling unit. Zero for vacant units. | in.area_median_income
Input | yes | yes | string | no | build_existing_model.ashrae_iecc_climate_zone_2004 |  | in.ashrae_iecc_climate_zone_2004 | in.ashrae_iecc_climate_zone_2004 | [8 empty] | Climate zone of the dwelling unit according to ASHRAE 169 in 2004 and IECC in 2012. | in.ashrae_iecc_climate_zone_2004
Input | yes | yes | string | no | build_existing_model.ashrae_iecc_climate_zone_2004_sub_cz_split |  | in.ashrae_iecc_climate_zone_2004_sub_cz_split | in.ashrae_iecc_climate_zone_2004_sub_cz_split | [8 empty] | Climate zone of the dwelling unit according to ASHRAE 169 in 2004 and IECC in 2012. Climate zone 2A is split between counties in TX, LA and FL, GA, AL, and MS and climate zone 1A is split between counties in FL and HI. | in.ashrae_iecc_climate_zone_2004_2_a_split
Input | yes | yes | string | no | build_existing_model.bathroom_spot_vent_hour |  | in.bathroom_spot_vent_hour | in.bathroom_spot_vent_hour | [8 empty] | Bathroom spot ventilation daily start hour. | in.bathroom_spot_vent_hour
Input | yes | yes | string | no | build_existing_model.battery |  | in.battery | in.battery | [8 empty] | The presence, size, location, and efficiency of an onsite battery (not used in baseline models). | in.battery
Input | yes | yes | integer | no | build_existing_model.bedrooms |  | in.bedrooms | in.bedrooms | [8 empty] | The number of bedrooms in the dwelling unit. | in.bedrooms
Input | yes | yes | string | no | build_existing_model.building_america_climate_zone |  | in.building_america_climate_zone | in.building_america_climate_zone | [8 empty] | The Building America Climate Zone where the sample is located. | in.building_america_climate_zone
Input | yes | yes | string | no | build_existing_model.cec_climate_zone |  | in.cec_climate_zone | in.cec_climate_zone | [8 empty] | The California Energy Commission Climate Zone where the sample is located. | in.cec_climate_zone
Input | yes | yes | string | no | build_existing_model.ceiling_fan |  | in.ceiling_fan | in.ceiling_fan | [8 empty] | Presence and energy usage of ceiling fans at medium speed. | in.ceiling_fan
Input | yes | yes | string | no | build_existing_model.census_division |  | in.census_division | in.census_division | [8 empty] | The 2010 U.S. Census Division where the sample is located. | in.census_division
Input | yes | yes | string | no | build_existing_model.census_division_recs |  | in.census_division_recs | in.census_division_recs | [8 empty] | Census Division as used in RECS 2015 where the sample is located. RECS 2015 split the Mountain Census Division into north (CO, ID, MT, UT, WY) and south (AZ, NM, NV). | in.census_division_recs
Input | yes | yes | string | no | build_existing_model.census_region |  | in.census_region | in.census_region | [8 empty] | The 2010 U.S. Census Region where the sample is located. | in.census_region
Input | yes | yes | string | no | build_existing_model.city |  | in.city | in.city | [8 empty] | The census-designated city where the sample is located. | in.city
Input | yes | yes | string | no | build_existing_model.clothes_dryer |  | in.clothes_dryer | in.clothes_dryer | [8 empty] | The presence, rated efficiency, and fuel type of the clothes dryer in a dwelling unit. | in.clothes_dryer
Input | yes | yes | string | no | build_existing_model.clothes_dryer_usage_level |  | in.clothes_dryer_usage_level | in.clothes_dryer_usage_level | [8 empty] | Clothes dryer energy usage level multiplier. | in.clothes_dryer_usage_level
Input | yes | yes | string | no | build_existing_model.clothes_washer |  | in.clothes_washer | in.clothes_washer | [8 empty] | Presence and rated efficiency of the clothes washer. | in.clothes_washer
Input | yes | yes | string | no | build_existing_model.clothes_washer_presence |  | in.clothes_washer_presence | in.clothes_washer_presence | [8 empty] | The presence of a clothes washer in the dwelling unit. | in.clothes_washer_presence
Input | yes | yes | string | no | build_existing_model.clothes_washer_usage_level |  | in.clothes_washer_usage_level | in.clothes_washer_usage_level | [8 empty] | Clothes washer energy usage level multiplier. | in.clothes_washer_usage_level
Input | yes | yes | string | no | build_existing_model.cooking_range |  | in.cooking_range | in.cooking_range | [8 empty] | Presence and fuel type of the cooking range. | in.cooking_range
Input | yes | yes | string | no | build_existing_model.cooking_range_usage_level |  | in.cooking_range_usage_level | in.cooking_range_usage_level | [8 empty] | Cooking range energy usage level multiplier. | in.cooking_range_usage_level
Input | yes | yes | string | no | build_existing_model.cooling_unavailable_days |  | in.cooling_unavailable_days | in.cooling_unavailable_days | [8 empty] | Number of days in a year the cooling system is unavailable. | New in ResStock 2025.1
Input | yes | yes | string | no | build_existing_model.cooling_setpoint |  | in.cooling_setpoint | in.cooling_setpoint | [8 empty] | Baseline cooling setpoint with no offset applied. | in.cooling_setpoint
Input | yes | yes | boolean | no | build_existing_model.cooling_setpoint_has_offset |  | in.cooling_setpoint_has_offset | in.cooling_setpoint_has_offset | [8 empty] | Presence of a cooling setpoint offset. | in.cooling_setpoint_has_offset
Input | yes | yes | string | no | build_existing_model.cooling_setpoint_offset_magnitude |  | in.cooling_setpoint_offset_magnitude | in.cooling_setpoint_offset_magnitude | [8 empty] | The magnitude of cooling setpoint offset. | in.cooling_setpoint_offset_magnitude
Input | yes | yes | string | no | build_existing_model.cooling_setpoint_offset_period |  | in.cooling_setpoint_offset_period | in.cooling_setpoint_offset_period | [8 empty] | The period and offset for the dwelling unitâ€™s cooling setpoint. Default for the day is from 9am to 5pm and for the night is 10pm to 7am. | in.cooling_setpoint_offset_period
Input | yes | yes | string | no | build_existing_model.corridor |  | in.corridor | in.corridor | [8 empty] | Type of corridor attached to multi-family units. | in.corridor
Input | yes | yes | string | no | build_existing_model.county |  | in.county | in.county | [8 empty] | The U.S. County where the sample is located. | in.county
Input | yes | yes | string | no | build_existing_model.county_and_puma |  | in.county_and_puma | in.county_and_puma | [8 empty] | The GISJOIN identifier for the County and the Public Use Microdata Area (PUMA) where the sample is located. | in.county_and_puma
Input | yes | yes | string | no | build_existing_model.county_metro_status |  | in.county_metro_status | in.county_metro_status | [8 empty] | Whether the county is part of a census-defined metro area. | New in ResStock 2025.1
Input | yes | yes | string | no | build_existing_model.custom_state |  | in.custom_state | in.custom_state | [8 empty] | A custom selection of states to be able to have more fine tuned probability distributionin states where we have more data. | New in ResStock 2025.1
Input | yes | yes | string | no | build_existing_model.dehumidifier |  | in.dehumidifier | in.dehumidifier | [8 empty] | Presence, water removal rate, and humidity setpoint of the dehumidifier. | in.dehumidifier
Input | yes | yes | string | no | build_existing_model.dishwasher |  | in.dishwasher | in.dishwasher | [8 empty] | The presence and rated efficiency of the dishwasher. | in.dishwasher
Input | yes | yes | string | no | build_existing_model.dishwasher_usage_level |  | in.dishwasher_usage_level | in.dishwasher_usage_level | [8 empty] | Dishwasher energy usage level multiplier. | in.dishwasher_usage_level
Input | yes | yes | string | no | build_existing_model.door_area |  | in.door_area | in.door_area | [8 empty] | Area of exterior doors. | in.door_area
Input | yes | yes | string | no | build_existing_model.doors |  | in.doors | in.doors | [8 empty] | Exterior door material and properties. | in.doors
Input | yes | yes | string | no | build_existing_model.duct_leakage_and_insulation |  | in.duct_leakage_and_insulation | in.duct_leakage_and_insulation | [8 empty] | Dcuct insulation and leakage to outside from the portion of ducts in unconditioned spaces. | in.duct_leakage_and_insulation
Input | yes | yes | string | no | build_existing_model.duct_location |  | in.duct_location | in.duct_location | [8 empty] | Location of duct System. | in.duct_location
Input | yes | yes | string | no | build_existing_model.eaves |  | in.eaves | in.eaves | [8 empty] | Depth of roof eaves. | in.eaves
Input | yes | yes | integer | no | build_existing_model.electric_panel_service_rating | amp | in.electric_panel_service_rating..a | in.electric_panel_service_rating | amp | 1 | [6 empty] | Electric panel service or max current rating in Ampere (A). | New in ResStock 2025.1
Input | yes | yes | string | no | build_existing_model.electric_panel_service_rating_bin | amp | in.electric_panel_service_rating_bin..a | in.electric_panel_service_rating_bin | amp | [7 empty] | Electric panel service or max current rating in bins of Ampere (A). | New in ResStock 2025.1
Input | yes | yes | string | no | build_existing_model.electric_vehicle_battery |  | in.electric_vehicle_battery | in.electric_vehicle_battery | [8 empty] | The type of electric vehicle and battery range. | New in ResStock 2025.1
Input | yes | yes | string | no | build_existing_model.electric_vehicle_charge_at_home |  | in.electric_vehicle_charge_at_home | in.electric_vehicle_charge_at_home | [8 empty] | Percentage of EV charging that occurs at the dwelling units. | New in ResStock 2025.1
Input | yes | yes | string | no | build_existing_model.electric_vehicle_charger |  | in.electric_vehicle_charger | in.electric_vehicle_charger | [8 empty] | Type of EV charger used at the dwelling unit. | New in ResStock 2025.1
Input | yes | yes | integer | no | build_existing_model.electric_vehicle_miles_traveled |  | in.electric_vehicle_miles_traveled | in.electric_vehicle_miles_traveled | [8 empty] | The number of miles an electric vehicle is driven in a year if the unit owns an electric vehicle. EVs are driven fewer miles than internal combustine engine (ICE) cars, so the max value is capped at 22,500 miles/yr and the distribution is shifted to reduce the mean. | New in ResStock 2025.1
Input | yes | yes | boolean | no | build_existing_model.electric_vehicle_outlet_access |  | in.electric_vehicle_outlet_access | in.electric_vehicle_outlet_access | [8 empty] | If the dwelling unit has an electric outlet within 20 feet of EV parking. | New in ResStock 2025.1
Input | yes | yes | boolean | no | build_existing_model.electric_vehicle_ownership |  | in.electric_vehicle_ownership | in.electric_vehicle_ownership | [8 empty] | If the dwelling unit owns an EV. | New in ResStock 2025.1
Input | yes | yes | string | no | build_existing_model.energystar_climate_zone_2023 |  | in.energystar_climate_zone_2023 | in.energystar_climate_zone_2023 | [8 empty] | Climate zones for windows, doors, and skylights per 2023 ENERGYSTAR guidelines. | in.energystar_climate_zone_2023
Input | yes | yes | string | no | build_existing_model.federal_poverty_level |  | in.federal_poverty_level | in.federal_poverty_level | [8 empty] | Federal poverty level of the household occupying the dwelling unit. | in.federal_poverty_level
Input | yes | yes | string | no | build_existing_model.generation_and_emissions_assessment_region |  | in.generation_and_emissions_assessment_region | in.generation_and_emissions_assessment_region | [8 empty] | The generation and carbon emissions assessment (GEA) region from Cambium 2023. | in.generation_and_emissions_assessment_region
Input | yes | yes | string | no | build_existing_model.geometry_attic_type |  | in.geometry_attic_type | in.geometry_attic_type | [8 empty] | The dwelling unit attic type. | in.geometry_attic_type
Input | yes | yes | string | no | build_existing_model.geometry_building_horizontal_location_mf |  | in.geometry_building_horizontal_location_mf | in.geometry_building_horizontal_location_mf | [8 empty] | Location of the multi-family attached unit horizontally within the building (left, middle, right). | in.geometry_building_horizontal_location_mf
Input | yes | yes | string | no | build_existing_model.geometry_building_horizontal_location_sfa |  | in.geometry_building_horizontal_location_sfa | in.geometry_building_horizontal_location_sfa | [8 empty] | Location of the single-family attached unit horizontally within the building (left, middle, right). | in.geometry_building_horizontal_location_sfa
Input | yes | yes | string | no | build_existing_model.geometry_building_level_mf |  | in.geometry_building_level_mf | in.geometry_building_level_mf | [8 empty] | Location of the multi-family unit vertically within the building (bottom, middle, top). | in.geometry_building_level_mf
Input | yes | yes | integer | no | build_existing_model.geometry_building_number_units_mf |  | in.geometry_building_number_units_mf | in.geometry_building_number_units_mf | [8 empty] | The number of dwelling units in the multi-family building where the dwelling unit is located. | in.geometry_building_number_units_mf
Input | yes | yes | integer | no | build_existing_model.geometry_building_number_units_sfa |  | in.geometry_building_number_units_sfa | in.geometry_building_number_units_sfa | [8 empty] | Number of dwelling units in the single-family attached building where the dwelling unit is located. | in.geometry_building_number_units_sfa
Input | yes | yes | string | no | build_existing_model.geometry_building_type_acs |  | in.geometry_building_type_acs | in.geometry_building_type_acs | [8 empty] | The building type classification according to the U.S. Census American Community Survey (ACS). | in.geometry_building_type_acs
Input | yes | yes | string | no | build_existing_model.geometry_building_type_height |  | in.geometry_building_type_height | in.geometry_building_type_height | [8 empty] | The 2009 Residential Energy Consumption Survey (RECS) building type, with multi-family buildings split out by low-rise, mid-rise, and high-rise. | in.geometry_building_type_height
Input | yes | yes | string | no | build_existing_model.geometry_building_type_recs |  | in.geometry_building_type_recs | in.geometry_building_type_recs | [8 empty] | The building type classification according to the Residential Energy Consumption Survey (RECS). | in.geometry_building_type_recs
Input | yes | yes | string | no | build_existing_model.geometry_floor_area |  | in.geometry_floor_area | in.geometry_floor_area | [8 empty] | The finished floor area of the dwelling unit using bins from 2017-2019 AHS. | in.geometry_floor_area
Input | yes | yes | string | no | build_existing_model.geometry_floor_area_bin |  | in.geometry_floor_area_bin | in.geometry_floor_area_bin | [8 empty] | The finished floor area bin from Residential Energy Consumption Survey (RECS). | in.geometry_floor_area_bin
Input | yes | yes | string | no | build_existing_model.geometry_foundation_type |  | in.geometry_foundation_type | in.geometry_foundation_type | [8 empty] | The type of foundation. | in.geometry_foundation_type
Input | yes | yes | string | no | build_existing_model.geometry_garage |  | in.geometry_garage | in.geometry_garage | [8 empty] | The size of an attached garage. | in.geometry_garage
Input | yes | yes | string | no | build_existing_model.geometry_space_combination |  | in.geometry_space_combination | in.geometry_space_combination | [8 empty] | Valid combinations of building type, building level if it is multi-family, foundation, attic, and garage. | in.geometry_space_combination
Input | yes | yes | integer | no | build_existing_model.geometry_stories |  | in.geometry_stories | in.geometry_stories | [8 empty] | The number of building stories. | in.geometry_stories
Input | yes | yes | string | no | build_existing_model.geometry_stories_low_rise |  | in.geometry_stories_low_rise | in.geometry_stories_low_rise | [8 empty] | Number of building stories for low-rise buildings. | in.geometry_stories_low_rise
Input | yes | yes | string | no | build_existing_model.geometry_story_bin |  | in.geometry_story_bin | in.geometry_story_bin | [8 empty] | Binned height of the dwelling unit's building of more or less than 8 stories. | in.geometry_story_bin
Input | yes | yes | string | no | build_existing_model.geometry_wall_exterior_finish |  | in.geometry_wall_exterior_finish | in.geometry_wall_exterior_finish | [8 empty] | Wall siding material and color. | in.geometry_wall_exterior_finish
Input | yes | yes | string | no | build_existing_model.geometry_wall_type |  | in.geometry_wall_type | in.geometry_wall_type | [8 empty] | The wall material used for thermal mass calculations of exterior walls. | in.geometry_wall_type
Input | yes | yes | float | no | build_existing_model.ground_thermal_conductivity |  | in.ground_thermal_conductivity | in.ground_thermal_conductivity | [8 empty] | The thermal conductivity (Btu/hr-ft-F) of the ground used for foundation and geothermal heat pump heat transfer calculations. | in.ground_thermal_conductivity
Input | yes | yes | boolean | no | build_existing_model.has_pv |  | in.has_pv | in.has_pv | [8 empty] | If the dwelling unit has a rooftop photovoltaic system. | in.has_pv
Input | yes | yes | string | no | build_existing_model.heating_fuel |  | in.heating_fuel | in.heating_fuel | [8 empty] | The primary heating fuel. | in.heating_fuel
Input | yes | yes | string | no | build_existing_model.heating_unavailable_days |  | in.heating_unavailable_days | in.heating_unavailable_days | [8 empty] | Number of days in a year the heating system is unavailable. | New in ResStock 2025.1
Input | yes | yes | string | no | build_existing_model.heating_setpoint |  | in.heating_setpoint | in.heating_setpoint | [8 empty] | Baseline heating setpoint with no offset applied. | in.heating_setpoint
Input | yes | yes | boolean | no | build_existing_model.heating_setpoint_has_offset |  | in.heating_setpoint_has_offset | in.heating_setpoint_has_offset | [8 empty] | Presence of a heating setpoint offset. | in.heating_setpoint_has_offset
Input | yes | yes | string | no | build_existing_model.heating_setpoint_offset_magnitude |  | in.heating_setpoint_offset_magnitude | in.heating_setpoint_offset_magnitude | [8 empty] | Magnitude of the heating setpoint offset. | in.heating_setpoint_offset_magnitude
Input | yes | yes | string | no | build_existing_model.heating_setpoint_offset_period |  | in.heating_setpoint_offset_period | in.heating_setpoint_offset_period | [8 empty] | The period and offset for the dwelling unitâ€™s heating setpoint. Default for the day is from 9am to 5pm and for the night is 10pm to 7am. | in.heating_setpoint_offset_period
Input | yes | yes | string | no | build_existing_model.holiday_lighting |  | in.holiday_lighting | in.holiday_lighting | [8 empty] | Use of holiday lighting (not currently modeled separately from other exterior lighting). | in.holiday_lighting
Input | yes | yes | string | no | build_existing_model.hot_water_distribution |  | in.hot_water_distribution | in.hot_water_distribution | [8 empty] | Type of distribution system and presence of hot water piping insulation. | in.hot_water_distribution
Input | yes | yes | string | no | build_existing_model.hot_water_fixtures |  | in.hot_water_fixtures | in.hot_water_fixtures | [8 empty] | Hot water fixture usage. | in.hot_water_fixtures
Input | yes | yes | string | no | build_existing_model.household_has_tribal_persons |  | in.household_has_tribal_persons | in.household_has_tribal_persons | [8 empty] | The household occupying the dwelling unit has at least one tribal person in the household. | in.household_has_tribal_persons
Input | yes | yes | string | no | build_existing_model.hvac_cooling_autosizing_factor |  | in.hvac_cooling_autosizing_factor | in.hvac_cooling_autosizing_factor | [8 empty] | The cooling airflow and capacity scaling factor applied to the auto-sizing methodology (not used in baseline models). | New in ResStock 2025.1
Input | yes | yes | string | no | build_existing_model.hvac_cooling_efficiency |  | in.hvac_cooling_efficiency | in.hvac_cooling_efficiency | [8 empty] | The presence and efficiency of the primary cooling system. | in.hvac_cooling_efficiency
Input | yes | yes | string | no | build_existing_model.hvac_cooling_partial_space_conditioning |  | in.hvac_cooling_partial_space_conditioning | in.hvac_cooling_partial_space_conditioning | [8 empty] | The fraction of the finished floor area that the cooling system covers. | in.hvac_cooling_partial_space_conditioning
Input | yes | yes | string | no | build_existing_model.hvac_cooling_type |  | in.hvac_cooling_type | in.hvac_cooling_type | [8 empty] | The presence and type of primary cooling system. | in.hvac_cooling_type
Input | yes | yes | boolean | no | build_existing_model.hvac_has_ducts |  | in.hvac_has_ducts | in.hvac_has_ducts | [8 empty] | The presence of ducts. | in.hvac_has_ducts
Input | yes | yes | string | no | build_existing_model.hvac_has_shared_system |  | in.hvac_has_shared_system | in.hvac_has_shared_system | [8 empty] | The presence of an HVAC system shared between multiple dwelling units. | in.hvac_has_shared_system
Input | yes | yes | boolean | no | build_existing_model.hvac_has_zonal_electric_heating |  | in.hvac_has_zonal_electric_heating | in.hvac_has_zonal_electric_heating | [8 empty] | Presence of electric baseboard heating. | in.hvac_has_zonal_electric_heating
Input | yes | yes | string | no | build_existing_model.hvac_heating_autosizing_factor |  | in.hvac_heating_autosizing_factor | in.hvac_heating_autosizing_factor | [8 empty] | The heating airflow and capacity scaling factor applied to the auto-sizing methodology (not used). | New in ResStock 2025.1
Input | yes | yes | string | no | build_existing_model.hvac_heating_efficiency |  | in.hvac_heating_efficiency | in.hvac_heating_efficiency | [8 empty] | The presence and efficiency of the primary heating system. | in.hvac_heating_efficiency
Input | yes | yes | string | no | build_existing_model.hvac_heating_type |  | in.hvac_heating_type | in.hvac_heating_type | [8 empty] | The presence and type of the primary heating system. | in.hvac_heating_type
Input | yes | yes | string | no | build_existing_model.hvac_heating_type_and_fuel |  | in.hvac_heating_type_and_fuel | in.hvac_heating_type_and_fuel | [8 empty] | The presence, type, and fuel of primary heating system. | in.hvac_heating_type_and_fuel
Input | yes | yes | string | no | build_existing_model.hvac_secondary_heating_efficiency |  | in.hvac_secondary_heating_efficiency | in.hvac_secondary_heating_efficiency | [8 empty] | The efficiency and type of the secondary heating system. | in.hvac_secondary_heating_efficiency
Input | yes | yes | string | no | build_existing_model.hvac_secondary_heating_fuel |  | in.hvac_secondary_heating_fuel | in.hvac_secondary_heating_fuel | [8 empty] | Secondary Heating Fuel for the dwelling unit | in.hvac_secondary_heating_fuel
Input | yes | yes | string | no | build_existing_model.hvac_secondary_heating_partial_space_conditioning |  | in.hvac_secondary_heating_partial_space_conditioning | in.hvac_secondary_heating_partial_space_conditioning | [8 empty] | The fraction of heating load served by secondary heating system. | in.hvac_secondary_heating_partial_space_conditioning
Input | yes | yes | string | no | build_existing_model.hvac_secondary_heating_type |  | in.hvac_secondary_heating_type | in.hvac_secondary_heating_type | [8 empty] | The efficiency and type of the secondary heating system. | New in ResStock 2025.1
Input | yes | yes | string | no | build_existing_model.hvac_shared_efficiencies |  | in.hvac_shared_efficiencies | in.hvac_shared_efficiencies | [8 empty] | The presence and efficiency of the shared HVAC system. | in.hvac_shared_efficiencies
Input | yes | yes | boolean | no | build_existing_model.hvac_system_is_faulted |  | in.hvac_system_is_faulted | in.hvac_system_is_faulted | [8 empty] | The presence of the HVAC system having a fault (not used). | in.hvac_system_is_faulted
Input | yes | yes | boolean | no | build_existing_model.hvac_system_is_scaled |  | in.hvac_system_is_scaled | in.hvac_system_is_scaled | [8 empty] | Whether the HVAC system has been undersized or oversized (not used). | New in ResStock 2025.1
Input | yes | yes | string | no | build_existing_model.hvac_system_single_speed_ac_airflow |  | in.hvac_system_single_speed_ac_airflow | in.hvac_system_single_speed_ac_airflow | [8 empty] | Single speed central and room air conditioner actual air flow rates (not used). | in.hvac_system_single_speed_ac_airflow
Input | yes | yes | string | no | build_existing_model.hvac_system_single_speed_ac_charge |  | in.hvac_system_single_speed_ac_charge | in.hvac_system_single_speed_ac_charge | [8 empty] | Central and room air conditioner deviation between design/installed charge (not used). | in.hvac_system_single_speed_ac_charge
Input | yes | yes | string | no | build_existing_model.hvac_system_single_speed_ashp_airflow |  | in.hvac_system_single_speed_ashp_airflow | in.hvac_system_single_speed_ashp_airflow | [8 empty] | Single speed air source heat pump actual air flow rates (not used). | in.hvac_system_single_speed_ashp_airflow
Input | yes | yes | string | no | build_existing_model.hvac_system_single_speed_ashp_charge |  | in.hvac_system_single_speed_ashp_charge | in.hvac_system_single_speed_ashp_charge | [8 empty] | Air source heat pump deviation between design/installed charge (not used). | in.hvac_system_single_speed_ashp_charge
Input | yes | yes | string | no | build_existing_model.income |  | in.income | in.income | [8 empty] | Income bin of the household occupying the dwelling unit. | in.income
Input | yes | yes | string | no | build_existing_model.income_recs_2015 |  | in.income_recs_2015 | in.income_recs_2015 | [8 empty] | Income bin of the household occupying the dwelling unit that are aligned with the 2015 Residential Energy Consumption Survey (RECS). | in.income_recs_2015
Input | yes | yes | string | no | build_existing_model.income_recs_2020 |  | in.income_recs_2020 | in.income_recs_2020 | [8 empty] | Income bin of the household occupying the dwelling unit that are aligned with the 2020 Residential Energy Consumption Survey (RECS). | in.income_recs_2020
Input | yes | yes | string | no | build_existing_model.infiltration |  | in.infiltration | in.infiltration | [8 empty] | Total infiltration to the dwelling unit. | in.infiltration
Input | yes | yes | string | no | build_existing_model.insulation_ceiling |  | in.insulation_ceiling | in.insulation_ceiling | [8 empty] | Ceiling insulation level (between the living space and unconditioned attic). | in.insulation_ceiling
Input | yes | yes | string | no | build_existing_model.insulation_floor |  | in.insulation_floor | in.insulation_floor | [8 empty] | Floor insulation level. | in.insulation_floor
Input | yes | yes | string | no | build_existing_model.insulation_foundation_wall |  | in.insulation_foundation_wall | in.insulation_foundation_wall | [8 empty] | Foundation walls insulation level. | in.insulation_foundation_wall
Input | yes | yes | string | no | build_existing_model.insulation_rim_joist |  | in.insulation_rim_joist | in.insulation_rim_joist | [8 empty] | Insulation level for rim joists. | in.insulation_rim_joist
Input | yes | yes | string | no | build_existing_model.insulation_roof |  | in.insulation_roof | in.insulation_roof | [8 empty] | Finished roof insulation level. | in.insulation_roof
Input | yes | yes | string | no | build_existing_model.insulation_slab |  | in.insulation_slab | in.insulation_slab | [8 empty] | Slab insulation level. | in.insulation_slab
Input | yes | yes | string | no | build_existing_model.insulation_wall |  | in.insulation_wall | in.insulation_wall | [8 empty] | Wall construction type and insulation level. | in.insulation_wall
Input | yes | yes | string | no | build_existing_model.interior_shading |  | in.interior_shading | in.interior_shading | [8 empty] | Type of window interior shading. | in.interior_shading
Input | yes | yes | string | no | build_existing_model.iso_rto_region |  | in.iso_rto_region | in.iso_rto_region | [8 empty] | The independent system operator (ISO) or regional transmission organization (RTO) region where the dwelling unit is located. | in.iso_rto_region
Input | yes | yes | string | no | build_existing_model.lighting |  | in.lighting | in.lighting | [8 empty] | Fraction of lighting types. | in.lighting
Input | yes | yes | string | no | build_existing_model.lighting_interior_use |  | in.lighting_interior_use | in.lighting_interior_use | [8 empty] | Interior lighting usage relative to the national average. | in.lighting_interior_use
Input | yes | yes | string | no | build_existing_model.lighting_other_use |  | in.lighting_other_use | in.lighting_other_use | [8 empty] | Exterior and garage lighting usage relative to the national average. | in.lighting_other_use
Input | yes | yes | string | no | build_existing_model.location_region |  | in.location_region | in.location_region | [8 empty] | Custom ResStock region where the sample is located. | in.location_region
Input | yes | yes | string | no | build_existing_model.mechanical_ventilation |  | in.mechanical_ventilation | in.mechanical_ventilation | [8 empty] | Mechanical ventilation type and efficiency. | in.mechanical_ventilation
Input | yes | yes | string | no | build_existing_model.metropolitan_and_micropolitan_statistical_area |  | in.metropolitan_and_micropolitan_statistical_area | in.metropolitan_and_micropolitan_statistical_area | [8 empty] | The U.S. Metropolitan Statistical Area (MSA) or Micropolitan Statistical Area (MicroSA) where the sample is located. | New in ResStock 2025.1
Input | yes | yes | string | no | build_existing_model.misc_extra_refrigerator |  | in.misc_extra_refrigerator | in.misc_extra_refrigerator | [8 empty] | The presence and rated efficiency of the secondary refrigerator. | in.misc_extra_refrigerator
Input | yes | yes | string | no | build_existing_model.misc_freezer |  | in.misc_freezer | in.misc_freezer | [8 empty] | The presence and rated efficiency of a standalone freezer. | in.misc_freezer
Input | yes | yes | string | no | build_existing_model.misc_gas_fireplace |  | in.misc_gas_fireplace | in.misc_gas_fireplace | [8 empty] | Presence of a gas fireplace.` | in.misc_gas_fireplace
Input | yes | yes | string | no | build_existing_model.misc_gas_grill |  | in.misc_gas_grill | in.misc_gas_grill | [8 empty] | Presence of a gas grill. | in.misc_gas_grill
Input | yes | yes | string | no | build_existing_model.misc_gas_lighting |  | in.misc_gas_lighting | in.misc_gas_lighting | [8 empty] | Presence of exterior gas lighting. | in.misc_gas_lighting
Input | yes | yes | string | no | build_existing_model.misc_hot_tub_spa |  | in.misc_hot_tub_spa | in.misc_hot_tub_spa | [8 empty] | The presence and heating fuel of a hot tub/spa at the dwelling unit. | in.misc_hot_tub_spa
Input | yes | yes | string | no | build_existing_model.misc_pool |  | in.misc_pool | in.misc_pool | [8 empty] | The presence of a pool at the dwelling unit. | in.misc_pool
Input | yes | yes | string | no | build_existing_model.misc_pool_heater |  | in.misc_pool_heater | in.misc_pool_heater | [8 empty] | The heating fuel of the pool heater if there is a pool. | in.misc_pool_heater
Input | yes | yes | string | no | build_existing_model.misc_pool_pump |  | in.misc_pool_pump | in.misc_pool_pump | [8 empty] | Presence and size of pool pump. | in.misc_pool_pump
Input | yes | yes | string | no | build_existing_model.misc_well_pump |  | in.misc_well_pump | in.misc_well_pump | [8 empty] | Presence of well pump for domestic water source. | in.misc_well_pump
Input | yes | yes | string | no | build_existing_model.natural_ventilation |  | in.natural_ventilation | in.natural_ventilation | [8 empty] | Schedule of natural ventilation from windows. | in.natural_ventilation
Input | yes | yes | string | no | build_existing_model.neighbors |  | in.neighbors | in.neighbors | [8 empty] | Presence and distance between the dwelling unit and the nearest neighbors to the left and right. | in.neighbors
Input | yes | yes | string | no | build_existing_model.occupants |  | in.occupants | in.occupants | [8 empty] | The number of occupants living in the dwelling unit. | in.occupants
Input | yes | yes | string | no | build_existing_model.orientation |  | in.orientation | in.orientation | [8 empty] | Orientation of the front of the dwelling unit as it faces the street. | in.orientation
Input | yes | yes | string | no | build_existing_model.overhangs |  | in.overhangs | in.overhangs | [8 empty] | Presence, depth, and location of window overhangs | in.overhangs
Input | yes | yes | string | no | build_existing_model.plug_load_diversity |  | in.plug_load_diversity | in.plug_load_diversity | [8 empty] | Plug load diversity multiplier intended to add variation in plug load profiles across all simulations. | in.plug_load_diversity
Input | yes | yes | string | no | build_existing_model.plug_loads |  | in.plug_loads | in.plug_loads | [8 empty] | Plug load usage level which is varied by Census Division RECS and Building Type RECS. | in.plug_loads
Input | yes | yes | string | no | build_existing_model.puma |  | in.puma | in.puma | [8 empty] | The 2010 Public Use Microdata Area (PUMA) where the dwelling unit is located. | in.puma
Input | yes | yes | string | no | build_existing_model.puma_metro_status |  | in.puma_metro_status | in.puma_metro_status | [8 empty] | The Public Use Microdata Area (PUMA) metropolitan status where the dwelling unit is located. | in.puma_metro_status
Input | yes | yes | string | no | build_existing_model.pv_orientation |  | in.pv_orientation | in.pv_orientation | [8 empty] | The presence and orientation of the photovoltaic system. | in.pv_orientation
Input | yes | yes | string | no | build_existing_model.pv_system_size |  | in.pv_system_size | in.pv_system_size | [8 empty] | The size of the photovoltaic system. | in.pv_system_size
Input | yes | yes | string | no | build_existing_model.radiant_barrier |  | in.radiant_barrier | in.radiant_barrier | [8 empty] | Presence of radiant barrier in the attic (not modeled). | in.radiant_barrier
Input | yes | yes | string | no | build_existing_model.range_spot_vent_hour |  | in.range_spot_vent_hour | in.range_spot_vent_hour | [8 empty] | Range spot ventilation daily start hour. | in.range_spot_vent_hour
Input | yes | yes | string | no | build_existing_model.reeds_balancing_area |  | in.reeds_balancing_area | in.reeds_balancing_area | [8 empty] | The Regional Energy Deployment System Model (ReEDS) balancing area where the dwelling unit is located. | in.reeds_balancing_area
Input | yes | yes | string | no | build_existing_model.refrigerator |  | in.refrigerator | in.refrigerator | [8 empty] | The presence and rated efficiency of the primary refrigerator. | in.refrigerator
Input | yes | yes | string | no | build_existing_model.refrigerator_usage_level |  | in.refrigerator_usage_level | in.refrigerator_usage_level | [8 empty] | Refrigerator energy usage level multiplier. | in.refrigerator_usage_level
Input | yes | yes | string | no | build_existing_model.roof_material |  | in.roof_material | in.roof_material | [8 empty] | Roof material and color. | in.roof_material
Input | yes | yes | string | no | build_existing_model.state |  | in.state | in.state | [8 empty] | The U.S. State. | in.state
Input | yes | yes | string | no | build_existing_model.state_metro_median_income |  | in.state_metro_median_income | in.state_metro_median_income | [8 empty] | The census-supplied median income for dwelling units in the metro area where the dwelling unit is located, which can be different from the State Median Income. | New in ResStock 2025.1
Input | yes | yes | string | no | build_existing_model.tenure |  | in.tenure | in.tenure | [8 empty] | The tenancy (owner or renter) of the household occupying the dwelling unit. | in.tenure
Input | yes | yes | string | no | build_existing_model.usage_level |  | in.usage_level | in.usage_level | [8 empty] | Usage of major appliances relative to the national average. | in.usage_level
Input | yes | yes | string | no | build_existing_model.vacancy_status |  | in.vacancy_status | in.vacancy_status | [8 empty] | The vacancy status (occupied or vacant) of the dwelling unit. | in.vacancy_status
Input | yes | yes | string | no | build_existing_model.vintage |  | in.vintage | in.vintage | [8 empty] | Time period bin in which the building was constructed. | in.vintage
Input | yes | yes | string | no | build_existing_model.vintage_acs |  | in.vintage_acs | in.vintage_acs | [8 empty] | Time period bin in which the dwelling unit was constructed as defined by the U.S. Census American Community Survey (ACS). | in.vintage_acs
Input | yes | yes | string | no | build_existing_model.water_heater_efficiency |  | in.water_heater_efficiency | in.water_heater_efficiency | [8 empty] | The efficiency, type, and heating fuel of water heater. | in.water_heater_efficiency
Input | yes | yes | string | no | build_existing_model.water_heater_fuel |  | in.water_heater_fuel | in.water_heater_fuel | [8 empty] | The water heater fuel type. | in.water_heater_fuel
Input | yes | yes | boolean | no | build_existing_model.water_heater_in_unit |  | in.water_heater_in_unit | in.water_heater_in_unit | [8 empty] | Individual water heater present or not present in the dwelling unit that solely serves the specific dwelling unit. | in.water_heater_in_unit
Input | yes | yes | string | no | build_existing_model.water_heater_location |  | in.water_heater_location | in.water_heater_location | [8 empty] | location of water heater. | in.water_heater_location
Input | yes | yes | string | no | build_existing_model.window_areas |  | in.window_areas | in.window_areas | [8 empty] | Window to wall ratios of the front, back, left, and right walls. | in.window_areas
Input | yes | yes | string | no | build_existing_model.windows |  | in.windows | in.windows | [8 empty] | Construction type and efficiency levels of windows. | in.windows
Input | yes | yes | float | no | build_existing_model.air_leakage_to_outside_ach_50 |  | in.air_leakage_to_outside_ach50 | in.air_leakage_to_outside_ach_50 | [8 empty] | Total infiltration to the dwelling unit adjusted by ratio of exterior envelope surface area to total envelope surface area. | New in ResStock 2025.1
Input | yes | yes | boolean | no | build_existing_model.applicable |  | in.applicable | in.applicable | [8 empty] | The measure was applied to the workflow. | New in ResStock 2025.1
Input | yes | no | string | no | build_existing_model.buildstock_csv_path |  | in.buildstock_csv_path | in.buildstock_csv_path | [8 empty] | Absolute/relative path of the buildstock CSV file. Relative is compared to the 'lib/housing_characteristics' directory.
Input | yes | yes | integer | no | build_existing_model.units_represented |  | in.units_represented | in.units_represented | [8 empty] | The number of dwelling units this simulation represents, which is different than the weight field. Should always be one. | in.units_represented
Input | yes | no | string | no | build_existing_model.emissions_electricity_folders |  | in.emissions_electricity_folders | in.emissions_electricity_folders | [8 empty] | Relative paths of electricity emissions factor schedule files with hourly values. Paths are relative to the resources folder. If multiple scenarios, use a comma-separated list. File names must contain GEA region names.
Input | yes | no | string | no | build_existing_model.emissions_electricity_units |  | in.emissions_electricity_units | in.emissions_electricity_units | [8 empty] | Electricity emissions factors units. If multiple scenarios, use a comma-separated list. Only lb/MWh and kg/MWh are allowed.
Input | yes | no | string | no | build_existing_model.emissions_electricity_values_or_filepaths |  | in.emissions_electricity_values_or_filepaths | in.emissions_electricity_values_or_filepaths | [8 empty] | Electricity emissions factors values, specified as either an annual factor or an absolute/relative path to a file with hourly factors. If multiple scenarios, use a comma-separated list.
Input | yes | no | string | no | build_existing_model.emissions_fossil_fuel_units |  | in.emissions_fossil_fuel_units | in.emissions_fossil_fuel_units | [8 empty] | Fossil fuel emissions factors units. If multiple scenarios, use a comma-separated list. Only lb/MBtu and kg/MBtu are allowed.
Input | yes | no | float | no | build_existing_model.emissions_fuel_oil_values |  | in.emissions_fuel_oil_values | in.emissions_fuel_oil_values | [8 empty] | Fuel oil emissions factors values, specified as an annual factor. If multiple scenarios, use a comma-separated list.
Input | yes | no | string | no | build_existing_model.emissions_natural_gas_values |  | in.emissions_natural_gas_values | in.emissions_natural_gas_values | [8 empty] | Natural gas emissions factors values, specified as an annual factor. If multiple scenarios, use a comma-separated list.
Input | yes | no | float | no | build_existing_model.emissions_propane_values |  | in.emissions_propane_values | in.emissions_propane_values | [8 empty] | Propane emissions factors values, specified as an annual factor. If multiple scenarios, use a comma-separated list.
Input | yes | no | string | no | build_existing_model.emissions_scenario_names |  | in.emissions_scenario_names | in.emissions_scenario_names | [8 empty] | Names of emissions scenarios. If multiple scenarios, use a comma-separated list.
Input | yes | no | string | no | build_existing_model.emissions_types |  | in.emissions_types | in.emissions_types | [8 empty] | Types of emissions (e.g., CO2e, NOx, etc.). If multiple scenarios, use a comma-separated list.
Input | yes | no | float | no | build_existing_model.emissions_wood_values |  | in.emissions_wood_values | in.emissions_wood_values | [8 empty] | Wood emissions factors values, specified as an annual factor. If multiple scenarios, use a comma-separated list.
Input | yes | yes | integer | no | build_existing_model.simulation_control_run_period_begin_day_of_month |  | in.simulation_control_run_period_begin_day_of_month | in.simulation_control_run_period_begin_day_of_month | [8 empty] | Starting day of the starting month (must be valid for month) for the annual run period desired. | in.simulation_control_run_period_begin_day_of_month
Input | yes | yes | integer | no | build_existing_model.simulation_control_run_period_begin_month |  | in.simulation_control_run_period_begin_month | in.simulation_control_run_period_begin_month | [8 empty] | Starting month number (1 = January, 2 = February, etc.) for the annual run period desired. | in.simulation_control_run_period_begin_month
Input | yes | yes | integer | no | build_existing_model.simulation_control_run_period_calendar_year |  | in.simulation_control_run_period_calendar_year | in.simulation_control_run_period_calendar_year | [8 empty] | Calendar year that determines the start day of week. If you are running simulations using AMY weather files, the value entered for calendar year will not be used; it will be overridden by the actual year found in the AMY weather file. | in.simulation_control_run_period_calendar_year
Input | yes | yes | integer | no | build_existing_model.simulation_control_run_period_end_day_of_month |  | in.simulation_control_run_period_end_day_of_month | in.simulation_control_run_period_end_day_of_month | [8 empty] | Ending day of the ending month (must be valid for month) for the annual run period desired. | in.simulation_control_run_period_end_day_of_month
Input | yes | yes | integer | no | build_existing_model.simulation_control_run_period_end_month |  | in.simulation_control_run_period_end_month | in.simulation_control_run_period_end_month | [8 empty] | End month number (1 = January, 2 = February, etc.) for the annual run period desired. | in.simulation_control_run_period_end_month
Input | yes | yes | integer | no | build_existing_model.simulation_control_timestep |  | in.simulation_control_timestep | in.simulation_control_timestep | [8 empty] | Value must be a divisor of 60. | in.simulation_control_timestep
Input | yes | no | string | no | build_existing_model.utility_bill_detailed_filepaths |  | in.utility_bill_detailed_filepaths | in.utility_bill_detailed_filepaths | [8 empty] | Relative paths of detailed utility rates. Paths are relative to the resources folder. If multiple scenarios, use a comma-separated list. Files must contain the name of the Parameter as the column header.
Input | yes | no | string | no | build_existing_model.utility_bill_electricity_filepaths |  | in.utility_bill_electricity_filepaths | in.utility_bill_electricity_filepaths | [8 empty] | Electricity tariff file specified as an absolute/relative path to a file with utility rate structure information. Tariff file must be formatted to OpenEI API version 7. If multiple scenarios, use a comma-separated list.
Input | yes | yes | float | no | build_existing_model.utility_bill_electricity_fixed_charges | usd | in.utility_bill_electricity_fixed_charges | in.utility_bill_electricity_fixed_charges | usd | [7 empty] | Electricity utility bill monthly fixed charges. If multiple scenarios, use a comma-separated list. | in.utility_bill_electricity_fixed_charges
Input | yes | yes | float | no | build_existing_model.utility_bill_electricity_marginal_rates | usd | in.utility_bill_electricity_marginal_rates | in.utility_bill_electricity_marginal_rates | usd | [7 empty] | Electricity utility bill marginal rates. If multiple scenarios, use a comma-separated list. | in.utility_bill_electricity_marginal_rates
Input | yes | yes | float | no | build_existing_model.utility_bill_fuel_oil_fixed_charges | usd | in.utility_bill_fuel_oil_fixed_charges | in.utility_bill_fuel_oil_fixed_charges | usd | [7 empty] | Fuel oil utility bill monthly fixed charges. If multiple scenarios, use a comma-separated list. | in.utility_bill_fuel_oil_fixed_charges
Input | yes | yes | float | no | build_existing_model.utility_bill_fuel_oil_marginal_rates | usd | in.utility_bill_fuel_oil_marginal_rates | in.utility_bill_fuel_oil_marginal_rates | usd | [7 empty] | Fuel oil utility bill marginal rates. If multiple scenarios, use a comma-separated list. | in.utility_bill_fuel_oil_marginal_rates
Input | yes | yes | float | no | build_existing_model.utility_bill_natural_gas_fixed_charges | usd | in.utility_bill_natural_gas_fixed_charges | in.utility_bill_natural_gas_fixed_charges | usd | [7 empty] | Natural gas utility bill monthly fixed charges. If multiple scenarios, use a comma-separated list. | in.utility_bill_natural_gas_fixed_charges
Input | yes | yes | float | no | build_existing_model.utility_bill_natural_gas_marginal_rates | usd | in.utility_bill_natural_gas_marginal_rates | in.utility_bill_natural_gas_marginal_rates | usd | [7 empty] | Natural gas utility bill marginal rates. If multiple scenarios, use a comma-separated list. | in.utility_bill_natural_gas_marginal_rates
Input | yes | yes | float | no | build_existing_model.utility_bill_propane_fixed_charges | usd | in.utility_bill_propane_fixed_charges | in.utility_bill_propane_fixed_charges | usd | [7 empty] | Propane utility bill monthly fixed charges. If multiple scenarios, use a comma-separated list. | in.utility_bill_propane_fixed_charges
Input | yes | yes | float | no | build_existing_model.utility_bill_propane_marginal_rates | usd | in.utility_bill_propane_marginal_rates | in.utility_bill_propane_marginal_rates | usd | [7 empty] | Propane utility bill marginal rates. If multiple scenarios, use a comma-separated list. | in.utility_bill_propane_marginal_rates
Input | yes | no | string | no | build_existing_model.utility_bill_pv_compensation_types | usd | in.utility_bill_pv_compensation_types | in.utility_bill_pv_compensation_types | usd | [7 empty] | Utility bill PV compensation types. If multiple scenarios, use a comma-separated list. | in.utility_bill_scenario_names
Input | yes | no | float | no | build_existing_model.utility_bill_pv_feed_in_tariff_rates | usd | in.utility_bill_pv_feed_in_tariff_rates | in.utility_bill_pv_feed_in_tariff_rates | usd | [7 empty] | Utility bill PV annual full/gross feed-in tariff rates. Only applies if the PV compensation type is 'FeedInTariff'. If multiple scenarios, use a comma-separated list. | in.utility_bill_simple_filepaths
Input | yes | no | string | no | build_existing_model.utility_bill_pv_monthly_grid_connection_fee_units | usd | in.utility_bill_pv_monthly_grid_connection_fee_units | in.utility_bill_pv_monthly_grid_connection_fee_units | usd | [7 empty] | Utility bill PV monthly grid connection fee units. If multiple scenarios, use a comma-separated list.
Input | yes | no | float | no | build_existing_model.utility_bill_pv_monthly_grid_connection_fees | usd | in.utility_bill_pv_monthly_grid_connection_fees | in.utility_bill_pv_monthly_grid_connection_fees | usd | [7 empty] | Utility bill PV monthly grid connection fees. If multiple scenarios, use a comma-separated list.
Input | yes | no | string | no | build_existing_model.utility_bill_pv_net_metering_annual_excess_sellback_rate_types |  | in.utility_bill_pv_net_metering_annual_excess_sellback_rate_types | in.utility_bill_pv_net_metering_annual_excess_sellback_rate_types | [8 empty] | Utility bill PV net metering annual excess sellback rate types. Only applies if the PV compensation type is 'NetMetering'. If multiple scenarios, use a comma-separated list.
Input | yes | no | float | no | build_existing_model.utility_bill_pv_net_metering_annual_excess_sellback_rates | usd | in.utility_bill_pv_net_metering_annual_excess_sellback_rates | in.utility_bill_pv_net_metering_annual_excess_sellback_rates | usd | [7 empty] | Utility bill PV net metering annual excess sellback rates. Only applies if the PV compensation type is 'NetMetering' and the PV annual excess sellback rate type is 'User-Specified'. If multiple scenarios, use a comma-separated list.
Input | yes | yes | string | no | build_existing_model.utility_bill_scenario_names |  | in.utility_bill_scenario_names | in.utility_bill_scenario_names | [8 empty] | Names of utility bill scenarios. If multiple scenarios, use a comma-separated list. | in.utility_bill_scenario_names
Input | yes | yes | string | no | build_existing_model.utility_bill_simple_filepaths |  | in.utility_bill_simple_filepaths | in.utility_bill_simple_filepaths | [8 empty] | Relative paths of simple utility rates. Paths are relative to the resources folder. If multiple scenarios, use a comma-separated list. Files must contain the name of the Parameter as the column header. | in.utility_bill_simple_filepaths
Input | yes | no | float | no | build_existing_model.utility_bill_wood_fixed_charges | usd | in.utility_bill_wood_fixed_charges | in.utility_bill_wood_fixed_charges | usd | [7 empty] | Wood utility bill monthly fixed charges. If multiple scenarios, use a comma-separated list.
Input | yes | no | float | no | build_existing_model.utility_bill_wood_marginal_rates | usd | in.utility_bill_wood_marginal_rates | in.utility_bill_wood_marginal_rates | usd | [7 empty] | Wood utility bill marginal rates. If multiple scenarios, use a comma-separated list.
Input | yes | yes | string | no | build_existing_model.weather_file_city |  | in.weather_file_city | in.weather_file_city | [8 empty] | City from the EPW weather file. | in.weather_file_city
Input | yes | yes | float | no | build_existing_model.weather_file_latitude |  | in.weather_file_latitude | in.weather_file_latitude | [8 empty] | Latitude from the EPW weather file. | in.weather_file_latitude
Input | yes | yes | float | no | build_existing_model.weather_file_longitude |  | in.weather_file_longitude | in.weather_file_longitude | [8 empty] | Longitude from the EPW weather file. | in.weather_file_longitude
Input | yes | yes | string | no | build_existing_model.heating_unavailable_period |  | in.heating_unavailable_period | in.heating_unavailable_period | [8 empty] | Heating unavailable period. | New in ResStock 2025.1
Input | yes | yes | string | no | build_existing_model.cooling_unavailable_period |  | in.cooling_unavailable_period | in.cooling_unavailable_period | [8 empty] | Cooling unavailable period. | New in ResStock 2025.1
Output | yes | yes | float | no | upgrade_costs.door_area_ft_2 | ft^2 | out.params.door_area..ft2 | out.params.door_area_ft_2 | ft2 | 1 | [6 empty] | Door Area | out.params.door_area_ft_2
Output | yes | yes | float | no | upgrade_costs.duct_unconditioned_surface_area_ft_2 | ft^2 | out.params.duct_unconditioned_surface_area..ft2 | out.params.duct_unconditioned_surface_area_ft_2 | ft2 | 1 | [6 empty] | Duct Unconditioned Surface Area | out.params.duct_unconditioned_surface_area_ft_2
Output | yes | yes | float | no | upgrade_costs.floor_area_attic_ft_2 | ft^2 | out.params.floor_area_attic..ft2 | out.params.floor_area_attic_ft_2 | ft2 | 1 | [6 empty] | Floor Area, Attic | out.params.floor_area_attic_ft_2
Output | yes | yes | float | no | upgrade_costs.floor_area_attic_insulation_increase_ft_2_delta_r_value | ft^2 * Delta R-value | out.params.floor_area_attic_insulation_increase..ft2_delta_r_value | out.params.floor_area_attic_insulation_increase_ft_2_delta_r_value | r_value | 1 | [6 empty] | Floor Area, Attic * Insulation Increase | out.params.floor_area_attic_insulation_increase_ft_2_delta_r_value
Output | yes | yes | float | no | upgrade_costs.floor_area_conditioned_infiltration_reduction_ft_2_delta_ach_50 | ft^2 * Delta ACH50 | out.params.floor_area_conditioned_infiltration_reduction..ft2_delta_ach50 | out.params.floor_area_conditioned_infiltration_reduction_ft_2_delta_ach_50 | ach_50 | 1 | [6 empty] | Floor Area, Conditioned * Infiltration Reduction | out.params.floor_area_conditioned_infiltration_reduction_ft_2_delta_ach_50
Output | yes | yes | float | no | upgrade_costs.floor_area_foundation_ft_2 | ft^2 | out.params.floor_area_foundation..ft2 | out.params.floor_area_foundation_ft_2 | ft2 | 1 | [6 empty] | Floor Area, Foundation | out.params.floor_area_foundation_ft_2
Output | yes | yes | float | no | upgrade_costs.floor_area_lighting_ft_2 | ft^2 | out.params.floor_area_lighting..ft2 | out.params.floor_area_lighting_ft_2 | ft2 | 1 | [6 empty] | Floor Area, Lighting | out.params.floor_area_lighting_ft_2
Output | yes | yes | float | no | upgrade_costs.flow_rate_mechanical_ventilation_cfm | cfm | out.params.flow_rate_mechanical_ventilation..cfm | out.params.flow_rate_mechanical_ventilation_cfm | cfm | 1 | [6 empty] | Flow Rate, Mechanical Ventilation | out.params.flow_rate_mechanical_ventilation_cfm
Output | yes | yes | float | no | upgrade_costs.rim_joist_area_above_grade_exterior_ft_2 | ft^2 | out.params.rim_joist_area_above_grade_exterior..ft2 | out.params.rim_joist_area_above_grade_exterior_ft_2 | ft2 | 1 | [6 empty] | Rim Joist Area, Above-Grade, Exterior | out.params.rim_joist_area_above_grade_exterior_ft_2
Output | yes | yes | float | no | upgrade_costs.roof_area_ft_2 | ft^2 | out.params.roof_area..ft2 | out.params.roof_area_ft_2 | ft2 | 1 | [6 empty] | Roof Area | out.params.roof_area_ft_2
Output | yes | yes | float | no | upgrade_costs.size_cooling_system_primary_k_btu_h | kBtu/h | out.params.size_cooling_system_primary..kbtu_per_hr | out.params.size_cooling_system_primary_k_btu_h | k_btu_h | 1 | [6 empty] | Size, Cooling System Primary | out.params.size_cooling_system_primary_k_btu_h
Output | yes | yes | float | no | upgrade_costs.size_heat_pump_backup_primary_k_btu_h | kBtu/h | out.params.size_heat_pump_backup_primary..kbtu_per_hr | out.params.size_heat_pump_backup_primary_k_btu_h | k_btu_h | 1 | [6 empty] | Size, Heat Pump Backup Primary | out.params.size_heat_pump_backup_primary_k_btu_h
Output | yes | yes | float | no | upgrade_costs.size_heating_system_primary_k_btu_h | kBtu/h | out.params.size_heating_system_primary..kbtu_per_hr | out.params.size_heating_system_primary_k_btu_h | k_btu_h | 1 | [6 empty] | Size, Heating System Primary | out.params.size_heating_system_primary_k_btu_h
Output | yes | yes | float | no | upgrade_costs.size_heating_system_secondary_k_btu_h | kBtu/h | out.params.size_heating_system_secondary..kbtu_per_hr | out.params.size_heating_system_secondary_k_btu_h | k_btu_h | 1 | [6 empty] | Size, Heating System Secondary | out.params.size_heating_system_secondary_k_btu_h
Output | yes | yes | float | no | upgrade_costs.size_water_heater_gal | gal | out.params.size_water_heater..gal | out.params.size_water_heater_gal | gal | 1 | [6 empty] | Size, Water Heater | out.params.size_water_heater_gal
Output | yes | yes | float | no | upgrade_costs.slab_perimeter_exposed_conditioned_ft | ft | out.params.slab_perimeter_exposed_conditioned..ft | out.params.slab_perimeter_exposed_conditioned_ft | ft | 1 | [6 empty] | Slab Perimeter, Exposed, Conditioned | out.params.slab_perimeter_exposed_conditioned_ft
Output | yes | yes | float | no | upgrade_costs.wall_area_above_grade_conditioned_ft_2 | ft^2 | out.params.wall_area_above_grade_conditioned..ft2 | out.params.wall_area_above_grade_conditioned_ft_2 | ft2 | 1 | [6 empty] | Wall Area, Above-Grade, Conditioned | out.params.wall_area_above_grade_conditioned_ft_2
Output | yes | yes | float | no | upgrade_costs.wall_area_above_grade_exterior_ft_2 | ft^2 | out.params.wall_area_above_grade_exterior..ft2 | out.params.wall_area_above_grade_exterior_ft_2 | ft2 | 1 | [6 empty] | Wall Area, Above-Grade, Exterior | out.params.wall_area_above_grade_exterior_ft_2
Output | yes | yes | float | no | upgrade_costs.wall_area_below_grade_ft_2 | ft^2 | out.params.wall_area_below_grade..ft2 | out.params.wall_area_below_grade_ft_2 | ft2 | 1 | [6 empty] | Wall Area, Below-Grade | out.params.wall_area_below_grade_ft_2
Output | yes | yes | float | no | upgrade_costs.window_area_ft_2 | ft^2 | out.params.window_area..ft2 | out.params.window_area_ft_2 | ft2 | 1 | [6 empty] | Window Area | out.params.window_area_ft_2
Output | yes | yes | integer | no | report_simulation_output.hvac_geothermal_loop_borehole_trench_count |  | out.params.hvac_geothermal_loop_borehole_trench_count | out.params.hvac_geothermal_loop_borehole_trench_count |  | 1 | [6 empty] | Number of boreholes used for the geothermal heat pump system. | New in ResStock 2025.1
Output | yes | yes | float | no | report_simulation_output.hvac_geothermal_loop_borehole_trench_length_ft | ft | out.params.hvac_geothermal_loop_borehole_trench_length..ft | out.params.hvac_geothermal_loop_borehole_trench_length_ft | ft | 1 | [6 empty] | Single borehole length used for the geothermal heat pump system. Multiply by number of boreholes for total length. | New in ResStock 2025.1
Output | no | no | float | no | report_simulation_output.end_use_electricity_battery_m_btu | MBtu | out.electricity.battery.energy_consumption..kwh | out.electricity.battery.energy_consumption | kwh | 293.0711 | End Use: Electricity: Battery | kWh | out.electricity.battery.energy_consumption..kwh | out.electricity.battery.energy_consumption..kwh | kWh | 1 | Electricity consumed by battery. Positive value for charging (including efficiency losses); negative value for discharging.
Output | yes | yes | float | yes | report_simulation_output.end_use_electricity_ceiling_fan_m_btu | MBtu | out.electricity.ceiling_fan.energy_consumption..kwh | out.electricity.ceiling_fan.energy_consumption | kwh | 293.0711 | End Use: Electricity: Ceiling Fan | kWh | out.electricity.ceiling_fan.energy_consumption..kwh | out.electricity.ceiling_fan.energy_consumption..kwh | kWh | 1 | Electricity consumed by ceiling fan. | out.electricity.ceiling_fan.energy_consumption.kwh
Output | yes | yes | float | yes | report_simulation_output.end_use_electricity_clothes_dryer_m_btu | MBtu | out.electricity.clothes_dryer.energy_consumption..kwh | out.electricity.clothes_dryer.energy_consumption | kwh | 293.0711 | End Use: Electricity: Clothes Dryer | kWh | out.electricity.clothes_dryer.energy_consumption..kwh | out.electricity.clothes_dryer.energy_consumption..kwh | kWh | 1 | Electricity consumed by clothes dryer. | out.electricity.clothes_dryer.energy_consumption.kwh
Output | yes | yes | float | yes | report_simulation_output.end_use_electricity_clothes_washer_m_btu | MBtu | out.electricity.clothes_washer.energy_consumption..kwh | out.electricity.clothes_washer.energy_consumption | kwh | 293.0711 | End Use: Electricity: Clothes Washer | kWh | out.electricity.clothes_washer.energy_consumption..kwh | out.electricity.clothes_washer.energy_consumption..kwh | kWh | 1 | Electricity consumed by clothes washer. | out.electricity.clothes_washer.energy_consumption.kwh
Output | yes | yes | float | yes | report_simulation_output.end_use_electricity_cooling_fans_pumps_m_btu | MBtu | out.electricity.cooling_fans_pumps.energy_consumption..kwh | out.electricity.cooling_fans_pumps.energy_consumption | kwh | 293.0711 | End Use: Electricity: Cooling Fans/Pumps | kWh | out.electricity.cooling_fans_pumps.energy_consumption..kwh | out.electricity.cooling_fans_pumps.energy_consumption..kwh | kWh | 1 | Electricity consumed by supply fan (air distribution) or circulating pump (geothermal loop) during cooling. | out.electricity.cooling_fans_pumps.energy_consumption.kwh
Output | yes | yes | float | yes | report_simulation_output.end_use_electricity_cooling_m_btu | MBtu | out.electricity.cooling.energy_consumption..kwh | out.electricity.cooling.energy_consumption | kwh | 293.0711 | End Use: Electricity: Cooling | kWh | out.electricity.cooling.energy_consumption..kwh | out.electricity.cooling.energy_consumption..kwh | kWh | 1 | Electricity consumed by cooling systems excludes usage by fans/pumps. | out.electricity.cooling.energy_consumption.kwh
Output | no | no | float | no | report_simulation_output.end_use_electricity_dehumidifier_m_btu | MBtu | out.electricity.dehumidifier.energy_consumption..kwh | out.electricity.dehumidifier.energy_consumption | kwh | 293.0711 | End Use: Electricity: Dehumidifier | kWh | out.electricity.dehumidifier.energy_consumption..kwh | out.electricity.dehumidifier.energy_consumption..kwh | kWh | 1 | Electricity consumed by dehumidifier.
Output | yes | yes | float | yes | report_simulation_output.end_use_electricity_dishwasher_m_btu | MBtu | out.electricity.dishwasher.energy_consumption..kwh | out.electricity.dishwasher.energy_consumption | kwh | 293.0711 | End Use: Electricity: Dishwasher | kWh | out.electricity.dishwasher.energy_consumption..kwh | out.electricity.dishwasher.energy_consumption..kwh | kWh | 1 | Electricity consumed by dishwasher. | out.electricity.dishwasher.energy_consumption.kwh
Output | yes | yes | float | yes | report_simulation_output.end_use_electricity_electric_vehicle_charging_m_btu | MBtu | out.electricity.ev_charging.energy_consumption..kwh | out.electricity.ev_charging.energy_consumption | kwh | 293.0711 | End Use: Electricity: Electric Vehicle Charging | kWh | out.electricity.ev_charging.energy_consumption..kwh | out.electricity.ev_charging.energy_consumption..kwh | kWh | 1 | Electricity consumed by electric vehicle charging. | New in ResStock 2025.1
Output | yes | yes | float | yes | report_simulation_output.end_use_electricity_freezer_m_btu | MBtu | out.electricity.freezer.energy_consumption..kwh | out.electricity.freezer.energy_consumption | kwh | 293.0711 | End Use: Electricity: Freezer | kWh | out.electricity.freezer.energy_consumption..kwh | out.electricity.freezer.energy_consumption..kwh | kWh | 1 | Electricity consumed by standalone freezers. | out.electricity.freezer.energy_consumption.kwh
Output | no | no | float | no | report_simulation_output.end_use_electricity_generator_m_btu | MBtu | out.electricity.generator.energy_consumption..kwh | out.electricity.generator.energy_consumption | kwh | 293.0711 | End Use: Electricity: Generator | kWh | out.electricity.generator.energy_consumption..kwh | out.electricity.generator.energy_consumption..kwh | kWh | 1 | Electricity consumed by generator. Negative value for any power produced.
Output | yes | yes | float | yes | report_simulation_output.end_use_electricity_heating_fans_pumps_m_btu | MBtu | out.electricity.heating_fans_pumps.energy_consumption..kwh | out.electricity.heating_fans_pumps.energy_consumption | kwh | 293.0711 | End Use: Electricity: Heating Fans/Pumps | kWh | out.electricity.heating_fans_pumps.energy_consumption..kwh | out.electricity.heating_fans_pumps.energy_consumption..kwh | kWh | 1 | Electricity consumed by supply fan (air distribution) or circulating pump (hydronic distribution or geothermal loop) during heating. | out.electricity.heating_fans_pumps.energy_consumption.kwh
Output | yes | yes | float | yes | report_simulation_output.end_use_electricity_heating_heat_pump_backup_m_btu | MBtu | out.electricity.heating_hp_bkup.energy_consumption..kwh | out.electricity.heating_hp_bkup.energy_consumption | kwh | 293.0711 | End Use: Electricity: Heating Heat Pump Backup | kWh | out.electricity.heating_hp_bkup.energy_consumption..kwh | out.electricity.heating_hp_bkup.energy_consumption..kwh | kWh | 1 | Electricity consumed by heat pump backup, excludes usage by heat pump backup fans/pumps. | out.electricity.heating_hp_bkup.energy_consumption.kwh
Output | yes | yes | float | yes | report_simulation_output.end_use_electricity_heating_heat_pump_backup_fans_pumps_m_btu | MBtu | out.electricity.heating_hp_bkup_fa.energy_consumption..kwh | out.electricity.heating_hp_bkup_fa.energy_consumption | kwh | 293.0711 | End Use: Electricity: Heating Heat Pump Backup Fans/Pumps | kWh | out.electricity.heating_hp_bkup_fa.energy_consumption..kwh | out.electricity.heating_hp_bkup_fa.energy_consumption..kwh | kWh | 1 | Electricity consumed by supply fan (air distribution) or circulating pump (hydronic distribution) during heat pump backup. | out.electricity.heating_hp_bkup_fa.energy_consumption.kwh
Output | yes | yes | float | yes | report_simulation_output.end_use_electricity_heating_m_btu | MBtu | out.electricity.heating.energy_consumption..kwh | out.electricity.heating.energy_consumption | kwh | 293.0711 | End Use: Electricity: Heating | kWh | out.electricity.heating.energy_consumption..kwh | out.electricity.heating.energy_consumption..kwh | kWh | 1 | Electricity consumed by heating systems excludes usage by fans/pumps. | out.electricity.heating.energy_consumption.kwh
Output | yes | yes | float | yes | report_simulation_output.end_use_electricity_permanent_spa_heater_m_btu | MBtu | out.electricity.permanent_spa_heat.energy_consumption..kwh | out.electricity.permanent_spa_heat.energy_consumption | kwh | 293.0711 | End Use: Electricity: Permanent Spa Heater | kWh | out.electricity.permanent_spa_heat.energy_consumption..kwh | out.electricity.permanent_spa_heat.energy_consumption..kwh | kWh | 1 | Electricity consumed by spa heating. | out.electricity.permanent_spa_heat.energy_consumption.kwh
Output | yes | yes | float | yes | report_simulation_output.end_use_electricity_permanent_spa_pump_m_btu | MBtu | out.electricity.permanent_spa_pump.energy_consumption..kwh | out.electricity.permanent_spa_pump.energy_consumption | kwh | 293.0711 | End Use: Electricity: Permanent Spa Pump | kWh | out.electricity.permanent_spa_pump.energy_consumption..kwh | out.electricity.permanent_spa_pump.energy_consumption..kwh | kWh | 1 | Electricity consumed by spa pump. | out.electricity.permanent_spa_pump.energy_consumption.kwh
Output | yes | yes | float | yes | report_simulation_output.end_use_electricity_hot_water_m_btu | MBtu | out.electricity.hot_water.energy_consumption..kwh | out.electricity.hot_water.energy_consumption | kwh | 293.0711 | End Use: Electricity: Hot Water | kWh | out.electricity.hot_water.energy_consumption..kwh | out.electricity.hot_water.energy_consumption..kwh | kWh | 1 | Electricity consumed by hot water system excludes recirc pump and solar thermal pump. | out.electricity.hot_water.energy_consumption.kwh
Output | no | no | float | no | report_simulation_output.end_use_electricity_hot_water_recirc_pump_m_btu | MBtu | out.electricity.hot_water_recirc_p.energy_consumption..kwh | out.electricity.hot_water_recirc_p.energy_consumption | kwh | 293.0711 | End Use: Electricity: Hot Water Recirc Pump | kWh | out.electricity.hot_water_recirc_p.energy_consumption..kwh | out.electricity.hot_water_recirc_p.energy_consumption..kwh | kWh | 1 | Electricity consumed by hot water recirc pump and solar thermal pump.
Output | yes | yes | float | yes | report_simulation_output.end_use_electricity_hot_water_solar_thermal_pump_m_btu | MBtu | out.electricity.hot_water_solar_th.energy_consumption..kwh | out.electricity.hot_water_solar_th.energy_consumption | kwh | 293.0711 | End Use: Electricity: Hot Water Solar Thermal Pump | kWh | out.electricity.hot_water_solar_th.energy_consumption..kwh | out.electricity.hot_water_solar_th.energy_consumption..kwh | kWh | 1 | Electricity consumed by solar thermal hot water system. Non-zero only when using detailed (not simple) solar thermal inputs | New in ResStock 2025.1
Output | yes | yes | float | yes | report_simulation_output.end_use_electricity_lighting_exterior_m_btu | MBtu | out.electricity.lighting_exterior.energy_consumption..kwh | out.electricity.lighting_exterior.energy_consumption | kwh | 293.0711 | End Use: Electricity: Lighting Exterior | kWh | out.electricity.lighting_exterior.energy_consumption..kwh | out.electricity.lighting_exterior.energy_consumption..kwh | kWh | 1 | Electricity consumed by exterior lighting, includes exterior holiday lighting. | out.electricity.lighting_exterior.energy_consumption.kwh
Output | yes | yes | float | yes | report_simulation_output.end_use_electricity_lighting_garage_m_btu | MBtu | out.electricity.lighting_garage.energy_consumption..kwh | out.electricity.lighting_garage.energy_consumption | kwh | 293.0711 | End Use: Electricity: Lighting Garage | kWh | out.electricity.lighting_garage.energy_consumption..kwh | out.electricity.lighting_garage.energy_consumption..kwh | kWh | 1 | Electricity consumed by lighting in the garage. | out.electricity.lighting_garage.energy_consumption.kwh
Output | yes | yes | float | yes | report_simulation_output.end_use_electricity_lighting_interior_m_btu | MBtu | out.electricity.lighting_interior.energy_consumption..kwh | out.electricity.lighting_interior.energy_consumption | kwh | 293.0711 | End Use: Electricity: Lighting Interior | kWh | out.electricity.lighting_interior.energy_consumption..kwh | out.electricity.lighting_interior.energy_consumption..kwh | kWh | 1 | Electricity consumed by interior lighting. | out.electricity.lighting_interior.energy_consumption.kwh
Output | yes | yes | float | yes | report_simulation_output.end_use_electricity_mech_vent_m_btu | MBtu | out.electricity.mech_vent.energy_consumption..kwh | out.electricity.mech_vent.energy_consumption | kwh | 293.0711 | End Use: Electricity: Mech Vent | kWh | out.electricity.mech_vent.energy_consumption..kwh | out.electricity.mech_vent.energy_consumption..kwh | kWh | 1 | Electricity consumed by mechanical ventilation system, excludes preheating/precooling | out.electricity.mech_vent.energy_consumption.kwh
Output | no | no | float | no | report_simulation_output.end_use_electricity_mech_vent_precooling_m_btu | MBtu | out.electricity.mech_vent_precool.energy_consumption..kwh | out.electricity.mech_vent_precool.energy_consumption | kwh | 293.0711 | End Use: Electricity: Mech Vent Precooling | kWh | out.electricity.mech_vent_precool.energy_consumption..kwh | out.electricity.mech_vent_precool.energy_consumption..kwh | kWh | 1 | Electricity consumed by mechanical ventilation for precooling.
Output | no | no | float | no | report_simulation_output.end_use_electricity_mech_vent_preheating_m_btu | MBtu | out.electricity.mech_vent_preheat.energy_consumption..kwh | out.electricity.mech_vent_preheat.energy_consumption | kwh | 293.0711 | End Use: Electricity: Mech Vent Preheating | kWh | out.electricity.mech_vent_preheat.energy_consumption..kwh | out.electricity.mech_vent_preheat.energy_consumption..kwh | kWh | 1 | Electricity consumed by mechanical ventilation for preheating.
Output | yes | yes | float | yes | report_simulation_output.end_use_electricity_plug_loads_m_btu | MBtu | out.electricity.plug_loads.energy_consumption..kwh | out.electricity.plug_loads.energy_consumption | kwh | 293.0711 | End Use: Electricity: Plug Loads | kWh | out.electricity.plug_loads.energy_consumption..kwh | out.electricity.plug_loads.energy_consumption..kwh | kWh | 1 | Electricity consumed by plug loads, excludes independently reported plug loads (e.g., well pump). | out.electricity.plug_loads.energy_consumption.kwh
Output | yes | yes | float | yes | report_simulation_output.end_use_electricity_pool_heater_m_btu | MBtu | out.electricity.pool_heater.energy_consumption..kwh | out.electricity.pool_heater.energy_consumption | kwh | 293.0711 | End Use: Electricity: Pool Heater | kWh | out.electricity.pool_heater.energy_consumption..kwh | out.electricity.pool_heater.energy_consumption..kwh | kWh | 1 | Electricity consumed by pool heater. | out.electricity.pool_heater.energy_consumption.kwh
Output | yes | yes | float | yes | report_simulation_output.end_use_electricity_pool_pump_m_btu | MBtu | out.electricity.pool_pump.energy_consumption..kwh | out.electricity.pool_pump.energy_consumption | kwh | 293.0711 | End Use: Electricity: Pool Pump | kWh | out.electricity.pool_pump.energy_consumption..kwh | out.electricity.pool_pump.energy_consumption..kwh | kWh | 1 | Electricity consumed by pool pump. | out.electricity.pool_pump.energy_consumption.kwh
Output | yes | yes | float | yes | report_simulation_output.end_use_electricity_pv_m_btu | MBtu | out.electricity.pv.energy_consumption..kwh | out.electricity.pv.energy_consumption | kwh | 293.0711 | End Use: Electricity: PV | kWh | out.electricity.pv.energy_consumption..kwh | out.electricity.pv.energy_consumption..kwh | kWh | 1 | Energy produced by rooftop PV systems. Negative value for any power produced | out.electricity.pv.energy_consumption.kwh
Output | yes | yes | float | yes | report_simulation_output.end_use_electricity_range_oven_m_btu | MBtu | out.electricity.range_oven.energy_consumption..kwh | out.electricity.range_oven.energy_consumption | kwh | 293.0711 | End Use: Electricity: Range/Oven | kWh | out.electricity.range_oven.energy_consumption..kwh | out.electricity.range_oven.energy_consumption..kwh | kWh | 1 | Electricity consumed by range oven. | out.electricity.range_oven.energy_consumption.kwh
Output | yes | yes | float | yes | report_simulation_output.end_use_electricity_refrigerator_m_btu | MBtu | out.electricity.refrigerator.energy_consumption..kwh | out.electricity.refrigerator.energy_consumption | kwh | 293.0711 | End Use: Electricity: Refrigerator | kWh | out.electricity.refrigerator.energy_consumption..kwh | out.electricity.refrigerator.energy_consumption..kwh | kWh | 1 | Electricity consumed by refrigerator. | out.electricity.refrigerator.energy_consumption.kwh
Output | yes | yes | float | yes | report_simulation_output.end_use_electricity_television_m_btu | MBtu | out.electricity.television.energy_consumption..kwh | out.electricity.television.energy_consumption | kwh | 293.0711 | End Use: Electricity: Television | kWh | out.electricity.television.energy_consumption..kwh | out.electricity.television.energy_consumption..kwh | kWh | 1 | Electricity consumed by television. | New in ResStock 2025.1
Output | yes | yes | float | yes | report_simulation_output.end_use_electricity_well_pump_m_btu | MBtu | out.electricity.well_pump.energy_consumption..kwh | out.electricity.well_pump.energy_consumption | kwh | 293.0711 | End Use: Electricity: Well Pump | kWh | out.electricity.well_pump.energy_consumption..kwh | out.electricity.well_pump.energy_consumption..kwh | kWh | 1 | Electricity consumed by well pump. | out.electricity.well_pump.energy_consumption.kwh
Output | no | no | float | no | report_simulation_output.end_use_electricity_whole_house_fan_m_btu | MBtu | out.electricity.whole_house_fan.energy_consumption..kwh | out.electricity.whole_house_fan.energy_consumption | kwh | 293.0711 | End Use: Electricity: Whole House Fan | kWh | out.electricity.whole_house_fan.energy_consumption..kwh | out.electricity.whole_house_fan.energy_consumption..kwh | kWh | 1 | Electricity consumed by whole house fan system.
Output | no | no | float | no | report_simulation_output.end_use_fuel_oil_clothes_dryer_m_btu | MBtu | out.fuel_oil.clothes_dryer.energy_consumption..kwh | out.fuel_oil.clothes_dryer.energy_consumption | kwh | 293.0711 | End Use: Fuel Oil: Clothes Dryer | kBtu | out.fuel_oil.clothes_dryer.energy_consumption..kwh | out.fuel_oil.clothes_dryer.energy_consumption..kwh | kWh | 0.29307 | Fuel oil consumed by clothes dryer.
Output | no | no | float | no | report_simulation_output.end_use_fuel_oil_fireplace_m_btu | MBtu | out.fuel_oil.fireplace.energy_consumption..kwh | out.fuel_oil.fireplace.energy_consumption | kwh | 293.0711 | End Use: Fuel Oil: Fireplace | kBtu | out.fuel_oil.fireplace.energy_consumption..kwh | out.fuel_oil.fireplace.energy_consumption..kwh | kWh | 0.29307 | Fuel oil consumed by oil fireplace.
Output | no | no | float | no | report_simulation_output.end_use_fuel_oil_generator_m_btu | MBtu | out.fuel_oil.generator.energy_consumption..kwh | out.fuel_oil.generator.energy_consumption | kwh | 293.0711 | End Use: Fuel Oil: Generator | kBtu | out.fuel_oil.generator.energy_consumption..kwh | out.fuel_oil.generator.energy_consumption..kwh | kWh | 0.29307 | Fuel oil consumed by oil generator. Positive value for any fuel consumed.
Output | no | no | float | no | report_simulation_output.end_use_fuel_oil_grill_m_btu | MBtu | out.fuel_oil.grill.energy_consumption..kwh | out.fuel_oil.grill.energy_consumption | kwh | 293.0711 | End Use: Fuel Oil: Grill | kBtu | out.fuel_oil.grill.energy_consumption..kwh | out.fuel_oil.grill.energy_consumption..kwh | kWh | 0.29307 | Fuel oil consumed by oil grill.
Output | no | no | float | no | report_simulation_output.end_use_fuel_oil_heating_heat_pump_backup_m_btu | MBtu | out.fuel_oil.heating_hp_bkup.energy_consumption..kwh | out.fuel_oil.heating_hp_bkup.energy_consumption | kwh | 293.0711 | End Use: Fuel Oil: Heating Heat Pump Backup | kBtu | out.fuel_oil.heating_hp_bkup.energy_consumption..kwh | out.fuel_oil.heating_hp_bkup.energy_consumption..kwh | kWh | 0.29307 | Fuel oil consumed by heat pump backup.
Output | yes | yes | float | yes | report_simulation_output.end_use_fuel_oil_heating_m_btu | MBtu | out.fuel_oil.heating.energy_consumption..kwh | out.fuel_oil.heating.energy_consumption | kwh | 293.0711 | End Use: Fuel Oil: Heating | kBtu | out.fuel_oil.heating.energy_consumption..kwh | out.fuel_oil.heating.energy_consumption..kwh | kWh | 0.29307 | Fuel oil consumed by fuel oil heating systems, excludes heat pump backup. | out.fuel_oil.heating.energy_consumption.kwh
Output | yes | yes | float | yes | report_simulation_output.end_use_fuel_oil_hot_water_m_btu | MBtu | out.fuel_oil.hot_water.energy_consumption..kwh | out.fuel_oil.hot_water.energy_consumption | kwh | 293.0711 | End Use: Fuel Oil: Hot Water | kBtu | out.fuel_oil.hot_water.energy_consumption..kwh | out.fuel_oil.hot_water.energy_consumption..kwh | kWh | 0.29307 | Fuel oil consumed by fuel oil hot water systems | out.fuel_oil.hot_water.energy_consumption.kwh
Output | no | no | float | no | report_simulation_output.end_use_fuel_oil_lighting_m_btu | MBtu | out.fuel_oil.lighting.energy_consumption..kwh | out.fuel_oil.lighting.energy_consumption | kwh | 293.0711 | End Use: Fuel Oil: Lighting | kBtu | out.fuel_oil.lighting.energy_consumption..kwh | out.fuel_oil.lighting.energy_consumption..kwh | kWh | 0.29307 | Fuel oil consumed by oil lighting.
Output | no | no | float | no | report_simulation_output.end_use_fuel_oil_mech_vent_preheating_m_btu | MBtu | out.fuel_oil.mech_vent_preheating.energy_consumption..kwh | out.fuel_oil.mech_vent_preheating.energy_consumption | kwh | 293.0711 | End Use: Fuel Oil: Mech Vent Preheating | kBtu | out.fuel_oil.mech_vent_preheating.energy_consumption..kwh | out.fuel_oil.mech_vent_preheating.energy_consumption..kwh | kWh | 0.29307 | Fuel oil consumed by mechanical ventilation for preheating.
Output | no | no | float | no | report_simulation_output.end_use_fuel_oil_range_oven_m_btu | MBtu | out.fuel_oil.range_oven.energy_consumption..kwh | out.fuel_oil.range_oven.energy_consumption | kwh | 293.0711 | End Use: Fuel Oil: Range/Oven | kBtu | out.fuel_oil.range_oven.energy_consumption..kwh | out.fuel_oil.range_oven.energy_consumption..kwh | kWh | 0.29307 | Fuel oil consumed by range and oven.
Output | yes | yes | float | yes | report_simulation_output.end_use_natural_gas_clothes_dryer_m_btu | MBtu | out.natural_gas.clothes_dryer.energy_consumption..kwh | out.natural_gas.clothes_dryer.energy_consumption | kwh | 293.0711 | End Use: Natural Gas: Clothes Dryer | kBtu | out.natural_gas.clothes_dryer.energy_consumption..kwh | out.natural_gas.clothes_dryer.energy_consumption..kwh | kWh | 0.29307 | Natural gas consumed by natural gas clothes dryers. | out.natural_gas.clothes_dryer.energy_consumption.kwh
Output | yes | yes | float | yes | report_simulation_output.end_use_natural_gas_fireplace_m_btu | MBtu | out.natural_gas.fireplace.energy_consumption..kwh | out.natural_gas.fireplace.energy_consumption | kwh | 293.0711 | End Use: Natural Gas: Fireplace | kBtu | out.natural_gas.fireplace.energy_consumption..kwh | out.natural_gas.fireplace.energy_consumption..kwh | kWh | 0.29307 | Natural gas consumed by natural gas fireplaces. | out.natural_gas.fireplace.energy_consumption.kwh
Output | no | no | float | no | report_simulation_output.end_use_natural_gas_generator_m_btu | MBtu | out.natural_gas.generator.energy_consumption..kwh | out.natural_gas.generator.energy_consumption | kwh | 293.0711 | End Use: Natural Gas: Generator | kBtu | out.natural_gas.generator.energy_consumption..kwh | out.natural_gas.generator.energy_consumption..kwh | kWh | 0.29307 | Natural gas consumed by natural gas generator. Positive value for any fuel consumed. | out.natural_gas.grill.energy_consumption.kwh
Output | yes | yes | float | yes | report_simulation_output.end_use_natural_gas_grill_m_btu | MBtu | out.natural_gas.grill.energy_consumption..kwh | out.natural_gas.grill.energy_consumption | kwh | 293.0711 | End Use: Natural Gas: Grill | kBtu | out.natural_gas.grill.energy_consumption..kwh | out.natural_gas.grill.energy_consumption..kwh | kWh | 0.29307 | Natural gas consumed by natural gas grills. | out.natural_gas.grill.energy_consumption.kwh
Output | no | no | float | yes | report_simulation_output.end_use_natural_gas_heating_heat_pump_backup_m_btu | MBtu | out.natural_gas.heating_hp_bkup.energy_consumption..kwh | out.natural_gas.heating_hp_bkup.energy_consumption | kwh | 293.0711 | End Use: Natural Gas: Heating Heat Pump Backup | kBtu | out.natural_gas.heating_hp_bkup.energy_consumption..kwh | out.natural_gas.heating_hp_bkup.energy_consumption..kwh | kWh | 0.29307 | Natural gas consumed by heat pump backup. | out.natural_gas.heating.energy_consumption.kwh
Output | yes | yes | float | yes | report_simulation_output.end_use_natural_gas_heating_m_btu | MBtu | out.natural_gas.heating.energy_consumption..kwh | out.natural_gas.heating.energy_consumption | kwh | 293.0711 | End Use: Natural Gas: Heating | kBtu | out.natural_gas.heating.energy_consumption..kwh | out.natural_gas.heating.energy_consumption..kwh | kWh | 0.29307 | Natural gas consumed by natural gas heating systems, excludes heat pump backup. | out.natural_gas.heating.energy_consumption.kwh
Output | yes | yes | float | yes | report_simulation_output.end_use_natural_gas_permanent_spa_heater_m_btu | MBtu | out.natural_gas.permanent_spa_heat.energy_consumption..kwh | out.natural_gas.permanent_spa_heat.energy_consumption | kwh | 293.0711 | End Use: Natural Gas: Permanent Spa Heater | kBtu | out.natural_gas.permanent_spa_heat.energy_consumption..kwh | out.natural_gas.permanent_spa_heat.energy_consumption..kwh | kWh | 0.29307 | Natural gas consumed by spa heating. | out.natural_gas.permanent_spa_heat.energy_consumption.kwh
Output | yes | yes | float | yes | report_simulation_output.end_use_natural_gas_hot_water_m_btu | MBtu | out.natural_gas.hot_water.energy_consumption..kwh | out.natural_gas.hot_water.energy_consumption | kwh | 293.0711 | End Use: Natural Gas: Hot Water | kBtu | out.natural_gas.hot_water.energy_consumption..kwh | out.natural_gas.hot_water.energy_consumption..kwh | kWh | 0.29307 | Natural gas consumed by natural gas hot water systems. | out.natural_gas.hot_water.energy_consumption.kwh
Output | yes | yes | float | yes | report_simulation_output.end_use_natural_gas_lighting_m_btu | MBtu | out.natural_gas.lighting.energy_consumption..kwh | out.natural_gas.lighting.energy_consumption | kwh | 293.0711 | End Use: Natural Gas: Lighting | kBtu | out.natural_gas.lighting.energy_consumption..kwh | out.natural_gas.lighting.energy_consumption..kwh | kWh | 0.29307 | Natural gas consumed by natural gas lighting. | out.natural_gas.lighting.energy_consumption.kwh
Output | no | no | float | no | report_simulation_output.end_use_natural_gas_mech_vent_preheating_m_btu | MBtu | out.natural_gas.mech_vent_preheat.energy_consumption..kwh | out.natural_gas.mech_vent_preheat.energy_consumption | kwh | 293.0711 | End Use: Natural Gas: Mech Vent Preheating | kBtu | out.natural_gas.mech_vent_preheat.energy_consumption..kwh | out.natural_gas.mech_vent_preheat.energy_consumption..kwh | kWh | 0.29307 | Natural gas consumed by mechanical ventilation for preheating.
Output | yes | yes | float | yes | report_simulation_output.end_use_natural_gas_pool_heater_m_btu | MBtu | out.natural_gas.pool_heater.energy_consumption..kwh | out.natural_gas.pool_heater.energy_consumption | kwh | 293.0711 | End Use: Natural Gas: Pool Heater | kBtu | out.natural_gas.pool_heater.energy_consumption..kwh | out.natural_gas.pool_heater.energy_consumption..kwh | kWh | 0.29307 | Natural gas consumed by natural gas pool heaters. | out.natural_gas.pool_heater.energy_consumption.kwh
Output | yes | yes | float | yes | report_simulation_output.end_use_natural_gas_range_oven_m_btu | MBtu | out.natural_gas.range_oven.energy_consumption..kwh | out.natural_gas.range_oven.energy_consumption | kwh | 293.0711 | End Use: Natural Gas: Range/Oven | kBtu | out.natural_gas.range_oven.energy_consumption..kwh | out.natural_gas.range_oven.energy_consumption..kwh | kWh | 0.29307 | Natural gas consumed by natural gas range and oven. | out.natural_gas.range_oven.energy_consumption.kwh
Output | yes | yes | float | yes | report_simulation_output.end_use_propane_clothes_dryer_m_btu | MBtu | out.propane.clothes_dryer.energy_consumption..kwh | out.propane.clothes_dryer.energy_consumption | kwh | 293.0711 | End Use: Propane: Clothes Dryer | kBtu | out.propane.clothes_dryer.energy_consumption..kwh | out.propane.clothes_dryer.energy_consumption..kwh | kWh | 0.29307 | Propane consumed by propane clothes dryers. | out.propane.clothes_dryer.energy_consumption.kwh
Output | no | no | float | no | report_simulation_output.end_use_propane_fireplace_m_btu | MBtu | out.propane.fireplace.energy_consumption..kwh | out.propane.fireplace.energy_consumption | kwh | 293.0711 | End Use: Propane: Fireplace | kBtu | out.propane.fireplace.energy_consumption..kwh | out.propane.fireplace.energy_consumption..kwh | kWh | 0.29307 | Propane consumed by propane fireplace. | out.propane.heating.energy_consumption.kwh
Output | no | no | float | no | report_simulation_output.end_use_propane_generator_m_btu | MBtu | out.propane.generator.energy_consumption..kwh | out.propane.generator.energy_consumption | kwh | 293.0711 | End Use: Propane: Generator | kBtu | out.propane.generator.energy_consumption..kwh | out.propane.generator.energy_consumption..kwh | kWh | 0.29307 | Propane consumed by propance generator. Positive value for any fuel consumed
Output | no | no | float | no | report_simulation_output.end_use_propane_grill_m_btu | MBtu | out.propane.grill.energy_consumption..kwh | out.propane.grill.energy_consumption | kwh | 293.0711 | End Use: Propane: Grill | kBtu | out.propane.grill.energy_consumption..kwh | out.propane.grill.energy_consumption..kwh | kWh | 0.29307 | Propane consumed by propane grill.
Output | no | no | float | no | report_simulation_output.end_use_propane_heating_heat_pump_backup_m_btu | MBtu | out.propane.heating_hp_bkup.energy_consumption..kwh | out.propane.heating_hp_bkup.energy_consumption | kwh | 293.0711 | End Use: Propane: Heating Heat Pump Backup | kBtu | out.propane.heating_hp_bkup.energy_consumption..kwh | out.propane.heating_hp_bkup.energy_consumption..kwh | kWh | 0.29307 | Propane consumed by heat pump backup.
Output | yes | yes | float | yes | report_simulation_output.end_use_propane_heating_m_btu | MBtu | out.propane.heating.energy_consumption..kwh | out.propane.heating.energy_consumption | kwh | 293.0711 | End Use: Propane: Heating | kBtu | out.propane.heating.energy_consumption..kwh | out.propane.heating.energy_consumption..kwh | kWh | 0.29307 | Propane consumed by propane heating systems, excludes heat pump backup | out.propane.heating.energy_consumption.kwh
Output | yes | yes | float | yes | report_simulation_output.end_use_propane_hot_water_m_btu | MBtu | out.propane.hot_water.energy_consumption..kwh | out.propane.hot_water.energy_consumption | kwh | 293.0711 | End Use: Propane: Hot Water | kBtu | out.propane.hot_water.energy_consumption..kwh | out.propane.hot_water.energy_consumption..kwh | kWh | 0.29307 | Propane consumed by propane hot water systems. | out.propane.hot_water.energy_consumption.kwh
Output | no | no | float | no | report_simulation_output.end_use_propane_lighting_m_btu | MBtu | out.propane.lighting.energy_consumption..kwh | out.propane.lighting.energy_consumption | kwh | 293.0711 | End Use: Propane: Lighting | kBtu | out.propane.lighting.energy_consumption..kwh | out.propane.lighting.energy_consumption..kwh | kWh | 0.29307 | Propane consumed by propane lighting. | out.propane.range_oven.energy_consumption.kwh
Output | no | no | float | no | report_simulation_output.end_use_propane_mech_vent_preheating_m_btu | MBtu | out.propane.mech_vent_preheating.energy_consumption..kwh | out.propane.mech_vent_preheating.energy_consumption | kwh | 293.0711 | End Use: Propane: Mech Vent Preheating | kBtu | out.propane.mech_vent_preheating.energy_consumption..kwh | out.propane.mech_vent_preheating.energy_consumption..kwh | kWh | 0.29307 | Propane consumed by mechanical ventilation for preheating.
Output | yes | yes | float | yes | report_simulation_output.end_use_propane_range_oven_m_btu | MBtu | out.propane.range_oven.energy_consumption..kwh | out.propane.range_oven.energy_consumption | kwh | 293.0711 | End Use: Propane: Range/Oven | kBtu | out.propane.range_oven.energy_consumption..kwh | out.propane.range_oven.energy_consumption..kwh | kWh | 0.29307 | Propane consumed by range oven. | out.propane.range_oven.energy_consumption.kwh
Output | yes | yes | float | yes | report_simulation_output.energy_use_net_m_btu | MBtu | out.site_energy.net.energy_consumption..kwh | out.site_energy.net.energy_consumption | kwh | 293.0711 | Energy Use: Net | kBtu | out.site_energy.net.energy_consumption..kwh | out.site_energy.net.energy_consumption..kwh | kWh | 0.29307 | Total site energy consumed subtracts any power produced by PV or generators | out.site_energy.net.energy_consumption.kwh
Output | yes | yes | float | yes | report_simulation_output.energy_use_total_m_btu | MBtu | out.site_energy.total.energy_consumption..kwh | out.site_energy.total.energy_consumption | kwh | 293.0711 | Energy Use: Total | kBtu | out.site_energy.total.energy_consumption..kwh | out.site_energy.total.energy_consumption..kwh | kWh | 0.29307 | Total site energy consumed, includes any battery charging/discharging | out.site_energy.total.energy_consumption.kwh
Output | yes | yes | float | yes | report_simulation_output.fuel_use_electricity_net_m_btu | MBtu | out.electricity.net.energy_consumption..kwh | out.electricity.net.energy_consumption | kwh | 293.0711 | Fuel Use: Electricity: Net | kWh | out.electricity.net.energy_consumption..kwh | out.electricity.net.energy_consumption..kwh | kWh | 1 | Total electricity consumed subtracts any power produced by PV or generators. | out.electricity.net.energy_consumption.kwh
Output | yes | yes | float | yes | report_simulation_output.fuel_use_electricity_total_m_btu | MBtu | out.electricity.total.energy_consumption..kwh | out.electricity.total.energy_consumption | kwh | 293.0711 | Fuel Use: Electricity: Total | kWh | out.electricity.total.energy_consumption..kwh | out.electricity.total.energy_consumption..kwh | kWh | 1 | Total electricity consumed, includes any battery charging/discharging | out.electricity.total.energy_consumption.kwh
Output | yes | yes | float | yes | report_simulation_output.fuel_use_fuel_oil_total_m_btu | MBtu | out.fuel_oil.total.energy_consumption..kwh | out.fuel_oil.total.energy_consumption | kwh | 293.0711 | Fuel Use: Fuel Oil: Total | kBtu | out.fuel_oil.total.energy_consumption..kwh | out.fuel_oil.total.energy_consumption..kwh | kWh | 0.29307 | Total fuel oil consumed, includes 'fuel oil', 'fuel oil 1', 'fuel oil 2', 'fuel oil 4', 'fuel oil 5/6', 'kerosene', and 'diesel' | out.fuel_oil.total.energy_consumption.kwh
Output | yes | yes | float | yes | report_simulation_output.fuel_use_natural_gas_total_m_btu | MBtu | out.natural_gas.total.energy_consumption..kwh | out.natural_gas.total.energy_consumption | kwh | 293.0711 | Fuel Use: Natural Gas: Total | kBtu | out.natural_gas.total.energy_consumption..kwh | out.natural_gas.total.energy_consumption..kwh | kWh | 0.29307 | Total natural gas consumed. | out.natural_gas.total.energy_consumption.kwh
Output | yes | yes | float | yes | report_simulation_output.fuel_use_propane_total_m_btu | MBtu | out.propane.total.energy_consumption..kwh | out.propane.total.energy_consumption | kwh | 293.0711 | Fuel Use: Propane: Total | kBtu | out.propane.total.energy_consumption..kwh | out.propane.total.energy_consumption..kwh | kWh | 0.29307 | Total propane energy consumed | out.propane.total.energy_consumption.kwh
Output | yes | yes | float | no | report_simulation_output.hot_water_clothes_washer_gal | gal | out.hot_water.clothes_washer..gal | out.hot_water.clothes_washer.gal | gal | 1 | Hot Water: Clothes Washer | gal |  |  |  |  | Hot water consumed by clothes washer | out.hot_water.clothes_washer.gal
Output | yes | yes | float | no | report_simulation_output.hot_water_dishwasher_gal | gal | out.hot_water.dishwasher..gal | out.hot_water.dishwasher.gal | gal | 1 | Hot Water: Dishwasher | gal |  |  |  |  | Hot water consumed by dishwasher | out.hot_water.dishwasher.gal
Output | yes | yes | float | no | report_simulation_output.hot_water_distribution_waste_gal | gal | out.hot_water.distribution_waste..gal | out.hot_water.distribution_waste.gal | gal | 1 | Hot Water: Distribution Waste | gal |  |  |  |  | Hot water consumed by water distribution system (water remaining in the pipe) | out.hot_water.distribution_waste.gal
Output | yes | yes | float | no | report_simulation_output.hot_water_fixtures_gal | gal | out.hot_water.fixtures..gal | out.hot_water.fixtures.gal | gal | 1 | Hot Water: Fixtures | gal |  |  |  |  | Hot water consumed by showers, sinks, and baths | out.hot_water.fixtures.gal
Output | yes | yes | float | no | report_simulation_output.hvac_capacity_cooling_btu_h | btu_h | out.capacity.cooling..btu_per_hr | out.capacity.cooling.btu_h | btu_h | 1 | [6 empty] | Cooling Capacity | New in ResStock 2025.1
Output | yes | yes | float | no | report_simulation_output.hvac_capacity_heat_pump_backup_btu_h | btu_h | out.capacity.heat_pump_backup..btu_per_hr | out.capacity.heat_pump_backup.btu_h | btu_h | 1 | [6 empty] | Heat pump backup Capacity | New in ResStock 2025.1
Output | yes | yes | float | no | report_simulation_output.hvac_capacity_heating_btu_h | btu_h | out.capacity.heating..btu_per_hr | out.capacity.heating.btu_h | btu_h | 1 | [6 empty] | Heating Capacity | New in ResStock 2025.1
Output | yes | yes | float | yes | report_simulation_output.load_cooling_delivered_m_btu | MBtu | out.load.cooling.energy_delivered..kbtu | out.load.cooling.energy_delivered.kbtu | kbtu | 1000 | Load: Cooling: Delivered | kBtu | out.load.cooling.energy_delivered..kbtu | out.load.cooling.energy_delivered..kbtu | kBtu | 1 | Total energy delivered by cooling system includes HVAC distribution losses. | out.load.cooling.energy_delivered.kbtu
Output | yes | yes | float | yes | report_simulation_output.load_heating_delivered_m_btu | MBtu | out.load.heating.energy_delivered..kbtu | out.load.heating.energy_delivered.kbtu | kbtu | 1000 | Load: Heating: Delivered | kBtu | out.load.heating.energy_delivered..kbtu | out.load.heating.energy_delivered..kbtu | kBtu | 1 | Total energy delivered by heating system includes HVAC distribution losses. | out.load.heating.energy_delivered.kbtu
Output | yes | yes | float | yes | report_simulation_output.load_hot_water_delivered_m_btu | MBtu | out.load.hot_water.energy_delivered..kbtu | out.load.hot_water.energy_delivered.kbtu | kbtu | 1000 | Load: Hot Water: Delivered | kBtu | out.load.hot_water.energy_delivered..kbtu | out.load.hot_water.energy_delivered..kbtu | kBtu | 1 | Total energy delivered by hot water system includes contributions by desuperheaters or solar thermal systems | out.load.hot_water.energy_delivered.kbtu
Output | yes | yes | float | yes | report_simulation_output.load_hot_water_solar_thermal_m_btu | MBtu | out.load.hot_water.energy_solar_thermal..kbtu | out.load.hot_water.energy_solar_thermal.kbtu | kbtu | 1000 | Load: Hot Water: Solar Thermal | kBtu | out.load.hot_water.energy_solar_thermal..kbtu | out.load.hot_water.energy_solar_thermal..kbtu | kBtu | 1 | Total energy delivered by solar thermal water heater. | New in ResStock 2025.1
Output | yes | yes | float | yes | report_simulation_output.load_hot_water_tank_losses_m_btu | MBtu | out.load.hot_water.energy_tank_losses..kbtu | out.load.hot_water.energy_tank_losses.kbtu | kbtu | 1000 | Load: Hot Water: Tank Losses | kBtu | out.load.hot_water.energy_tank_losses..kbtu | out.load.hot_water.energy_tank_losses..kbtu | kBtu | 1 | Water heater tank losses energy. | New in ResStock 2025.1
Output | yes | yes | float | no | report_simulation_output.peak_load_cooling_delivered_k_btu_hr | kBtu/hr | out.load.cooling.peak..kbtu_per_hr | out.load.cooling.peak.kbtu_hr | kbtu_hr | 1 | [6 empty] | Maximum cooling load delivered by cooling system includes HVAC distribution losses. | out.load.cooling.peak.kbtu_hr
Output | yes | yes | float | no | report_simulation_output.peak_load_heating_delivered_k_btu_hr | kBtu/hr | out.load.heating.peak..kbtu_per_hr | out.load.heating.peak.kbtu_hr | kbtu_hr | 1 | [6 empty] | Maximum heating energy delivered by heating system includes HVAC distribution losses over a 60 min time period. | out.load.heating.peak.kbtu_hr
Output | yes | yes | float | no | report_simulation_output.peak_electricity_summer_total_w | W | out.qoi.electricity.maximum_daily_peak_summer..kw | out.electricity.summer.peak.kw | kw | 0.001 | [6 empty] | Maximum value in Jun/Jul/Aug (or Dec/Jan/Feb in the southern hemisphere). | New in ResStock 2025.1
Output | yes | yes | float | no | report_simulation_output.peak_electricity_winter_total_w | W | out.qoi.electricity.maximum_daily_peak_winter..kw | out.electricity.winter.peak.kw | kw | 0.001 | [6 empty] | Maximum value in Dec/Jan/Feb (or Jun/Jul/Aug in the southern hemisphere). | New in ResStock 2025.1
Output | yes | yes | float | no | report_simulation_output.unmet_hours_cooling_hr | hr | out.unmet_hours.cooling..hr | out.unmet_hours.cooling.hour | hr | 1 | Unmet Hours: Cooling | hr |  |  |  |  | Number of hours where the cooling setpoint is not maintained. | out.unmet_hours.cooling.hour
Output | yes | yes | float | no | report_simulation_output.unmet_hours_ev_driving_hr | hr | out.unmet_hours.ev_driving..hr | out.unmet_hours.ev_driving.hour | hr | 1 |  | hr |  |  |  |  | Number of hours that an EV user cannot drive to due to insufficient charge in battery. | New in ResStock 2025.1
Output | yes | yes | float | no | report_simulation_output.unmet_hours_heating_hr | hr | out.unmet_hours.heating..hr | out.unmet_hours.heating.hour | hr | 1 | Unmet Hours: Heating | hr |  |  |  |  | Number of hours where the heating setpoint is not maintained. | out.unmet_hours.heating.hour
Output | yes | yes | float | yes | report_simulation_output.emissions_co_2_e_lrmer_mid_case_25_electricity_net_lb | lb | out.emissions.electricity.lrmer_mid_case_25..co2e_kg | out.electricity.total.lrmer_mid_case_25.co2e_kg | kg | 0.45359 | Emissions: CO2e: LRMER_MidCase_25: Electricity: Total | lb | out.total.lrmer_midcase_25__electricity.co2e_kg | out.total.lrmer_midcase_25__electricity.co2e_kg | kg | 0.45359 | Scenario total emissions for Electricity only, includes any battery charging/discharging | No direct equivalent in ResStock 2024.2
Output | yes | no | float | no | report_simulation_output.emissions_co_2_e_lrmer_mid_case_25_fuel_oil_total_lb | lb | out.emissions.fuel_oil.lrmer_mid_case_25..co2e_kg | out.fuel_oil.total.lrmer_mid_case_25.co2e_kg | kg | 0.45359 | Emissions: CO2e: LRMER_MidCase_25: Fuel Oil: Total | lb | out.total.lrmer_midcase_25__fuel_oil.co2e_kg | out.total.lrmer_midcase_25__fuel_oil.co2e_kg | kg | 0.45359 | Scenario emissions for Fuel Oil only
Output | yes | no | float | no | report_simulation_output.emissions_co_2_e_lrmer_mid_case_25_natural_gas_total_lb | lb | out.emissions.natural_gas.lrmer_mid_case_25..co2e_kg | out.natural_gas.total.lrmer_mid_case_25.co2e_kg | kg | 0.45359 | Emissions: CO2e: LRMER_MidCase_25: Natural Gas: Total | lb | out.total.lrmer_midcase_25__natural_gas.co2e_kg | out.total.lrmer_midcase_25__natural_gas.co2e_kg | kg | 0.45359 | Scenario emissions for Natural Gas only
Output | yes | no | float | no | report_simulation_output.emissions_co_2_e_lrmer_mid_case_25_propane_total_lb | lb | out.emissions.propane.lrmer_mid_case_25..co2e_kg | out.propane.total.lrmer_mid_case_25.co2e_kg | kg | 0.45359 | Emissions: CO2e: LRMER_MidCase_25: Propane: Total | lb | out.total.lrmer_midcase_25__propane.co2e_kg | out.total.lrmer_midcase_25__propane.co2e_kg | kg | 0.45359 | Scenario emissions for Propane only
Output | yes | yes | float | yes | report_simulation_output.emissions_co_2_e_lrmer_mid_case_25_total_lb | lb | out.emissions.total.lrmer_mid_case_25..co2e_kg | out.all_fuels.total.lrmer_mid_case_25.co2e_kg | kg | 0.45359 | Emissions: CO2e: LRMER_MidCase_25: Total | lb | out.total.lrmer_midcase_25.co2e_kg | out.total.lrmer_midcase_25.co2e_kg | kg | 0.45359 | Scenario total emissions, includes any battery charging/discharging | No direct equivalent in ResStock 2024.2
Output | yes | yes | float | yes | report_simulation_output.emissions_co_2_e_lrmer_mid_case_15_electricity_net_lb | lb | out.emissions.electricity.lrmer_mid_case_15..co2e_kg | out.electricity.total.lrmer_mid_case_15.co2e_kg | kg | 0.45359 | Emissions: CO2e: LRMER_MidCase_15: Electricity: Total | lb | out.total.lrmer_midcase_15__electricity.co2e_kg | out.total.lrmer_midcase_15__electricity.co2e_kg | kg | 0.45359 | Scenario total emissions for Electricity only, includes any battery charging/discharging | No direct equivalent in ResStock 2024.2
Output | yes | no | float | no | report_simulation_output.emissions_co_2_e_lrmer_mid_case_15_fuel_oil_total_lb | lb | out.emissions.fuel_oil.lrmer_mid_case_15..co2e_kg | out.fuel_oil.total.lrmer_mid_case_15.co2e_kg | kg | 0.45359 | Emissions: CO2e: LRMER_MidCase_15: Fuel Oil: Total | lb | out.total.lrmer_midcase_15__fuel_oil.co2e_kg | out.total.lrmer_midcase_15__fuel_oil.co2e_kg | kg | 0.45359 | Scenario emissions for Fuel Oil only
Output | yes | no | float | no | report_simulation_output.emissions_co_2_e_lrmer_mid_case_15_natural_gas_total_lb | lb | out.emissions.natural_gas.lrmer_mid_case_15..co2e_kg | out.natural_gas.total.lrmer_mid_case_15.co2e_kg | kg | 0.45359 | Emissions: CO2e: LRMER_MidCase_15: Natural Gas: Total | lb | out.total.lrmer_midcase_15__natural_gas.co2e_kg | out.total.lrmer_midcase_15__natural_gas.co2e_kg | kg | 0.45359 | Scenario emissions for Natural Gas only
Output | yes | no | float | no | report_simulation_output.emissions_co_2_e_lrmer_mid_case_15_propane_total_lb | lb | out.emissions.propane.lrmer_mid_case_15..co2e_kg | out.propane.total.lrmer_mid_case_15.co2e_kg | kg | 0.45359 | Emissions: CO2e: LRMER_MidCase_15: Propane: Total | lb | out.total.lrmer_midcase_15__propane.co2e_kg | out.total.lrmer_midcase_15__propane.co2e_kg | kg | 0.45359 | Scenario emissions for Propane only
Output | yes | yes | float | yes | report_simulation_output.emissions_co_2_e_lrmer_mid_case_15_total_lb | lb | out.emissions.total.lrmer_mid_case_15..co2e_kg | out.all_fuels.total.lrmer_mid_case_15.co2e_kg | kg | 0.45359 | Emissions: CO2e: LRMER_MidCase_15: Total | lb | out.total.lrmer_midcase_15.co2e_kg | out.total.lrmer_midcase_15.co2e_kg | kg | 0.45359 | Scenario total emissions, includes any battery charging/discharging | No direct equivalent in ResStock 2024.2
Output | yes | yes | float | yes | report_simulation_output.emissions_co_2_e_lrmer_high_re_cost_25_electricity_net_lb | lb | out.emissions.electricity.lrmer_high_re_cost_25..co2e_kg | out.electricity.total.lrmer_high_re_cost_25.co2e_kg | kg | 0.45359 | Emissions: CO2e: LRMER_HighRECost_25: Electricity: Total | lb | out.total.LRMER_HighRECost_25__electricity.co2e_kg | out.total.LRMER_HighRECost_25__electricity.co2e_kg | kg | 0.45359 | Scenario total emissions for Electricity only, includes any battery charging/discharging | No direct equivalent in ResStock 2024.2
Output | yes | no | float | no | report_simulation_output.emissions_co_2_e_lrmer_high_re_cost_25_fuel_oil_total_lb | lb | out.emissions.fuel_oil.lrmer_high_re_cost_25..co2e_kg | out.fuel_oil.total.lrmer_high_re_cost_25.co2e_kg | kg | 0.45359 | Emissions: CO2e: LRMER_HighRECost_25: Fuel Oil: Total | lb | out.total.LRMER_HighRECost_25__fuel_oil.co2e_kg | out.total.LRMER_HighRECost_25__fuel_oil.co2e_kg | kg | 0.45359 | Scenario emissions for Fuel Oil only
Output | yes | no | float | no | report_simulation_output.emissions_co_2_e_lrmer_high_re_cost_25_natural_gas_total_lb | lb | out.emissions.natural_gas.lrmer_high_re_cost_25..co2e_kg | out.natural_gas.total.lrmer_high_re_cost_25.co2e_kg | kg | 0.45359 | Emissions: CO2e: LRMER_HighRECost_25: Natural Gas: Total | lb | out.total.LRMER_HighRECost_25__natural_gas.co2e_kg | out.total.LRMER_HighRECost_25__natural_gas.co2e_kg | kg | 0.45359 | Scenario emissions for Natural Gas only
Output | yes | no | float | no | report_simulation_output.emissions_co_2_e_lrmer_high_re_cost_25_propane_total_lb | lb | out.emissions.propane.lrmer_high_re_cost_25..co2e_kg | out.propane.total.lrmer_high_re_cost_25.co2e_kg | kg | 0.45359 | Emissions: CO2e: LRMER_HighRECost_25: Propane: Total | lb | out.total.LRMER_HighRECost_25__propane.co2e_kg | out.total.LRMER_HighRECost_25__propane.co2e_kg | kg | 0.45359 | Scenario emissions for Propane only
Output | yes | yes | float | yes | report_simulation_output.emissions_co_2_e_lrmer_high_re_cost_25_total_lb | lb | out.emissions.total.lrmer_high_re_cost_25..co2e_kg | out.all_fuels.total.lrmer_high_re_cost_25.co2e_kg | kg | 0.45359 | Emissions: CO2e: LRMER_HighRECost_25: Total | lb | out.total.LRMER_HighRECost_25.co2e_kg | out.total.LRMER_HighRECost_25.co2e_kg | kg | 0.45359 | Scenario total emissions, includes any battery charging/discharging | No direct equivalent in ResStock 2024.2
Output | yes | yes | float | yes | report_simulation_output.emissions_co_2_e_lrmer_high_re_cost_15_electricity_net_lb | lb | out.emissions.electricity.lrmer_high_re_cost_15..co2e_kg | out.electricity.total.lrmer_high_re_cost_15.co2e_kg | kg | 0.45359 | Emissions: CO2e: LRMER_HighRECost_15: Electricity: Total | lb | out.total.lrmer_highrecost_15__electricity.co2e_kg | out.total.lrmer_highrecost_15__electricity.co2e_kg | kg | 0.45359 | Scenario total emissions for Electricity only, includes any battery charging/discharging | No direct equivalent in ResStock 2024.2
Output | yes | no | float | no | report_simulation_output.emissions_co_2_e_lrmer_high_re_cost_15_fuel_oil_total_lb | lb | out.emissions.fuel_oil.lrmer_high_re_cost_15..co2e_kg | out.fuel_oil.total.lrmer_high_re_cost_15.co2e_kg | kg | 0.45359 | Emissions: CO2e: LRMER_HighRECost_15: Fuel Oil: Total | lb | out.total.lrmer_highrecost_15__fuel_oil.co2e_kg | out.total.lrmer_highrecost_15__fuel_oil.co2e_kg | kg | 0.45359 | Scenario emissions for Fuel Oil only
Output | yes | no | float | no | report_simulation_output.emissions_co_2_e_lrmer_high_re_cost_15_natural_gas_total_lb | lb | out.emissions.natural_gas.lrmer_high_re_cost_15..co2e_kg | out.natural_gas.total.lrmer_high_re_cost_15.co2e_kg | kg | 0.45359 | Emissions: CO2e: LRMER_HighRECost_15: Natural Gas: Total | lb | out.total.lrmer_highrecost_15__natural_gas.co2e_kg | out.total.lrmer_highrecost_15__natural_gas.co2e_kg | kg | 0.45359 | Scenario emissions for Natural Gas only
Output | yes | no | float | no | report_simulation_output.emissions_co_2_e_lrmer_high_re_cost_15_propane_total_lb | lb | out.emissions.propane.lrmer_high_re_cost_15..co2e_kg | out.propane.total.lrmer_high_re_cost_15.co2e_kg | kg | 0.45359 | Emissions: CO2e: LRMER_HighRECost_15: Propane: Total | lb | out.total.lrmer_highrecost_15__propane.co2e_kg | out.total.lrmer_highrecost_15__propane.co2e_kg | kg | 0.45359 | Scenario emissions for Propane only
Output | yes | yes | float | yes | report_simulation_output.emissions_co_2_e_lrmer_high_re_cost_15_total_lb | lb | out.emissions.total.lrmer_high_re_cost_15..co2e_kg | out.all_fuels.total.lrmer_high_re_cost_15.co2e_kg | kg | 0.45359 | Emissions: CO2e: LRMER_HighRECost_15: Total | lb | out.total.lrmer_highrecost_15.co2e_kg | out.total.lrmer_highrecost_15.co2e_kg | kg | 0.45359 | Scenario total emissions, includes any battery charging/discharging | No direct equivalent in ResStock 2024.2
Output | yes | yes | float | yes | report_simulation_output.emissions_co_2_e_lrmer_low_re_cost_25_electricity_net_lb | lb | out.emissions.electricity.lrmer_low_re_cost_25..co2e_kg | out.electricity.total.lrmer_low_re_cost_25.co2e_kg | kg | 0.45359 | Emissions: CO2e: LRMER_LowRECost_25: Electricity: Total | lb | out.total.lrmer_lowrecost_25__electricity.co2e_kg | out.total.lrmer_lowrecost_25__electricity.co2e_kg | kg | 0.45359 | Scenario total emissions for Electricity only, includes any battery charging/discharging | No direct equivalent in ResStock 2024.2
Output | yes | no | float | no | report_simulation_output.emissions_co_2_e_lrmer_low_re_cost_25_fuel_oil_total_lb | lb | out.emissions.fuel_oil.lrmer_low_re_cost_25..co2e_kg | out.fuel_oil.total.lrmer_low_re_cost_25.co2e_kg | kg | 0.45359 | Emissions: CO2e: LRMER_LowRECost_25: Fuel Oil: Total | lb | out.total.lrmer_lowrecost_25__fuel_oil.co2e_kg | out.total.lrmer_lowrecost_25__fuel_oil.co2e_kg | kg | 0.45359 | Scenario emissions for Fuel Oil only
Output | yes | no | float | no | report_simulation_output.emissions_co_2_e_lrmer_low_re_cost_25_natural_gas_total_lb | lb | out.emissions.natural_gas.lrmer_low_re_cost_25..co2e_kg | out.natural_gas.total.lrmer_low_re_cost_25.co2e_kg | kg | 0.45359 | Emissions: CO2e: LRMER_LowRECost_25: Natural Gas: Total | lb | out.total.lrmer_lowrecost_25__natural_gas.co2e_kg | out.total.lrmer_lowrecost_25__natural_gas.co2e_kg | kg | 0.45359 | Scenario emissions for Natural Gas only
Output | yes | no | float | no | report_simulation_output.emissions_co_2_e_lrmer_low_re_cost_25_propane_total_lb | lb | out.emissions.propane.lrmer_low_re_cost_25..co2e_kg | out.propane.total.lrmer_low_re_cost_25.co2e_kg | kg | 0.45359 | Emissions: CO2e: LRMER_LowRECost_25: Propane: Total | lb | out.total.lrmer_lowrecost_25__propane.co2e_kg | out.total.lrmer_lowrecost_25__propane.co2e_kg | kg | 0.45359 | Scenario emissions for Propane only
Output | yes | yes | float | yes | report_simulation_output.emissions_co_2_e_lrmer_low_re_cost_25_total_lb | lb | out.emissions.total.lrmer_low_re_cost_25..co2e_kg | out.all_fuels.total.lrmer_low_re_cost_25.co2e_kg | kg | 0.45359 | Emissions: CO2e: LRMER_LowRECost_25: Total | lb | out.total.lrmer_lowrecost_25.co2e_kg | out.total.lrmer_lowrecost_25.co2e_kg | kg | 0.45359 | Scenario total emissions, includes any battery charging/discharging | No direct equivalent in ResStock 2024.2
Output | yes | yes | float | yes | report_simulation_output.emissions_co_2_e_lrmer_low_re_cost_15_electricity_net_lb | lb | out.emissions.electricity.lrmer_low_re_cost_15..co2e_kg | out.electricity.total.lrmer_low_re_cost_15.co2e_kg | kg | 0.45359 | Emissions: CO2e: LRMER_LowRECost_15: Electricity: Total | lb | out.total.lrmer_lowrecost_15__electricity.co2e_kg | out.total.lrmer_lowrecost_15__electricity.co2e_kg | kg | 0.45359 | Scenario total emissions for Electricity only, includes any battery charging/discharging | No direct equivalent in ResStock 2024.2
Output | yes | no | float | no | report_simulation_output.emissions_co_2_e_lrmer_low_re_cost_15_fuel_oil_total_lb | lb | out.emissions.fuel_oil.lrmer_low_re_cost_15..co2e_kg | out.fuel_oil.total.lrmer_low_re_cost_15.co2e_kg | kg | 0.45359 | Emissions: CO2e: LRMER_LowRECost_15: Fuel Oil: Total | lb | out.total.lrmer_lowrecost_15__fuel_oil.co2e_kg | out.total.lrmer_lowrecost_15__fuel_oil.co2e_kg | kg | 0.45359 | Scenario emissions for Fuel Oil only
Output | yes | no | float | no | report_simulation_output.emissions_co_2_e_lrmer_low_re_cost_15_natural_gas_total_lb | lb | out.emissions.natural_gas.lrmer_low_re_cost_15..co2e_kg | out.natural_gas.total.lrmer_low_re_cost_15.co2e_kg | kg | 0.45359 | Emissions: CO2e: LRMER_LowRECost_15: Natural Gas: Total | lb | out.total.lrmer_lowrecost_15__natural_gas.co2e_kg | out.total.lrmer_lowrecost_15__natural_gas.co2e_kg | kg | 0.45359 | Scenario emissions for Natural Gas only
Output | yes | no | float | no | report_simulation_output.emissions_co_2_e_lrmer_low_re_cost_15_propane_total_lb | lb | out.emissions.propane.lrmer_low_re_cost_15..co2e_kg | out.propane.total.lrmer_low_re_cost_15.co2e_kg | kg | 0.45359 | Emissions: CO2e: LRMER_LowRECost_15: Propane: Total | lb | out.total.lrmer_lowrecost_15__propane.co2e_kg | out.total.lrmer_lowrecost_15__propane.co2e_kg | kg | 0.45359 | Scenario emissions for Propane only
Output | yes | yes | float | yes | report_simulation_output.emissions_co_2_e_lrmer_low_re_cost_15_total_lb | lb | out.emissions.total.lrmer_low_re_cost_15..co2e_kg | out.all_fuels.total.lrmer_low_re_cost_15.co2e_kg | kg | 0.45359 | Emissions: CO2e: LRMER_LowRECost_15: Total | lb | out.total.lrmer_lowrecost_15.co2e_kg | out.total.lrmer_lowrecost_15.co2e_kg | kg | 0.45359 | Scenario total emissions, includes any battery charging/discharging | No direct equivalent in ResStock 2024.2
Output | yes | yes | float | yes | report_simulation_output.emissions_co_2_e_lrmer_low_re_cost_high_ng_price_25_electricity_net_lb | lb | out.emissions.electricity.lrmer_low_re_cost_high_ng_price_25..co2e_kg | out.electricity.total.lrmer_low_re_cost_high_ng_price_25.co2e_kg | kg | 0.45359 | Emissions: CO2e: LRMER_LowRECostHighNGPrice_25: Electricity: Total | lb | out.total.lrmer_lowrecosthighngprice_25__electricity.co2e_kg | out.total.lrmer_lowrecosthighngprice_25__electricity.co2e_kg | kg | 0.45359 | Scenario total emissions for Electricity only, includes any battery charging/discharging | No direct equivalent in ResStock 2024.2
Output | yes | no | float | no | report_simulation_output.emissions_co_2_e_lrmer_low_re_cost_high_ng_price_25_fuel_oil_total_lb | lb | out.emissions.fuel_oil.lrmer_low_re_cost_high_ng_price_25..co2e_kg | out.fuel_oil.total.lrmer_low_re_cost_high_ng_price_25.co2e_kg | kg | 0.45359 | Emissions: CO2e: LRMER_LowRECostHighNGPrice_25: Fuel Oil: Total | lb | out.total.lrmer_lowrecosthighngprice_25__fuel_oil.co2e_kg | out.total.lrmer_lowrecosthighngprice_25__fuel_oil.co2e_kg | kg | 0.45359 | Scenario emissions for Fuel Oil only
Output | yes | no | float | no | report_simulation_output.emissions_co_2_e_lrmer_low_re_cost_high_ng_price_25_natural_gas_total_lb | lb | out.emissions.natural_gas.lrmer_low_re_cost_high_ng_price_25..co2e_kg | out.natural_gas.total.lrmer_low_re_cost_high_ng_price_25.co2e_kg | kg | 0.45359 | Emissions: CO2e: LRMER_LowRECostHighNGPrice_25: Natural Gas: Total | lb | out.total.lrmer_lowrecosthighngprice_25__natural_gas.co2e_kg | out.total.lrmer_lowrecosthighngprice_25__natural_gas.co2e_kg | kg | 0.45359 | Scenario emissions for Natural Gas only
Output | yes | no | float | no | report_simulation_output.emissions_co_2_e_lrmer_low_re_cost_high_ng_price_25_propane_total_lb | lb | out.emissions.propane.lrmer_low_re_cost_high_ng_price_25..co2e_kg | out.propane.total.lrmer_low_re_cost_high_ng_price_25.co2e_kg | kg | 0.45359 | Emissions: CO2e: LRMER_LowRECostHighNGPrice_25: Propane: Total | lb | out.total.lrmer_lowrecosthighngprice_25__propane.co2e_kg | out.total.lrmer_lowrecosthighngprice_25__propane.co2e_kg | kg | 0.45359 | Scenario emissions for Propane only
Output | yes | yes | float | yes | report_simulation_output.emissions_co_2_e_lrmer_low_re_cost_high_ng_price_25_total_lb | lb | out.emissions.total.lrmer_low_re_cost_high_ng_price_25..co2e_kg | out.all_fuels.total.lrmer_low_re_cost_high_ng_price_25.co2e_kg | kg | 0.45359 | Emissions: CO2e: LRMER_LowRECostHighNGPrice_25: Total | lb | out.total.lrmer_lowrecosthighngprice_25.co2e_kg | out.total.lrmer_lowrecosthighngprice_25.co2e_kg | kg | 0.45359 | Scenario total emissions, includes any battery charging/discharging | No direct equivalent in ResStock 2024.2
Output | yes | yes | float | yes | report_simulation_output.emissions_co_2_e_lrmer_low_re_cost_high_ng_price_15_electricity_net_lb | lb | out.emissions.electricity.lrmer_low_re_cost_high_ng_price_15..co2e_kg | out.electricity.total.lrmer_low_re_cost_high_ng_price_15.co2e_kg | kg | 0.45359 | Emissions: CO2e: LRMER_LowRECostHighNGPrice_15: Electricity: Total | lb | out.total.lrmer_lowrecosthighngprice_15__electricity.co2e_kg | out.total.lrmer_lowrecosthighngprice_15__electricity.co2e_kg | kg | 0.45359 | Scenario total emissions for Electricity only, includes any battery charging/discharging | No direct equivalent in ResStock 2024.2
Output | yes | no | float | no | report_simulation_output.emissions_co_2_e_lrmer_low_re_cost_high_ng_price_15_fuel_oil_total_lb | lb | out.emissions.fuel_oil.lrmer_low_re_cost_high_ng_price_15..co2e_kg | out.fuel_oil.total.lrmer_low_re_cost_high_ng_price_15.co2e_kg | kg | 0.45359 | Emissions: CO2e: LRMER_LowRECostHighNGPrice_15: Fuel Oil: Total | lb | out.total.lrmer_lowrecosthighngprice_15__fuel_oil.co2e_kg | out.total.lrmer_lowrecosthighngprice_15__fuel_oil.co2e_kg | kg | 0.45359 | Scenario emissions for Fuel Oil only
Output | yes | no | float | no | report_simulation_output.emissions_co_2_e_lrmer_low_re_cost_high_ng_price_15_natural_gas_total_lb | lb | out.emissions.natural_gas.lrmer_low_re_cost_high_ng_price_15..co2e_kg | out.natural_gas.total.lrmer_low_re_cost_high_ng_price_15.co2e_kg | kg | 0.45359 | Emissions: CO2e: LRMER_LowRECostHighNGPrice_15: Natural Gas: Total | lb | out.total.lrmer_lowrecosthighngprice_15__natural_gas.co2e_kg | out.total.lrmer_lowrecosthighngprice_15__natural_gas.co2e_kg | kg | 0.45359 | Scenario emissions for Natural Gas only
Output | yes | no | float | no | report_simulation_output.emissions_co_2_e_lrmer_low_re_cost_high_ng_price_15_propane_total_lb | lb | out.emissions.propane.lrmer_low_re_cost_high_ng_price_15..co2e_kg | out.propane.total.lrmer_low_re_cost_high_ng_price_15.co2e_kg | kg | 0.45359 | Emissions: CO2e: LRMER_LowRECostHighNGPrice_15: Propane: Total | lb | out.total.lrmer_lowrecosthighngprice_15__propane.co2e_kg | out.total.lrmer_lowrecosthighngprice_15__propane.co2e_kg | kg | 0.45359 | Scenario emissions for Propane only
Output | yes | yes | float | yes | report_simulation_output.emissions_co_2_e_lrmer_low_re_cost_high_ng_price_15_total_lb | lb | out.emissions.total.lrmer_low_re_cost_high_ng_price_15..co2e_kg | out.all_fuels.total.lrmer_low_re_cost_high_ng_price_15.co2e_kg | kg | 0.45359 | Emissions: CO2e: LRMER_LowRECostHighNGPrice_15: Total | lb | out.total.lrmer_lowrecosthighngprice_15.co2e_kg | out.total.lrmer_lowrecosthighngprice_15.co2e_kg | kg | 0.45359 | Scenario total emissions, includes any battery charging/discharging | No direct equivalent in ResStock 2024.2
Output | yes | yes | float | yes | report_simulation_output.emissions_co_2_e_lrmer_high_re_cost_low_ng_price_25_electricity_net_lb | lb | out.emissions.electricity.lrmer_high_re_cost_low_ng_price_25..co2e_kg | out.electricity.total.lrmer_high_re_cost_low_ng_price_25.co2e_kg | kg | 0.45359 | Emissions: CO2e: LRMER_HighRECostLowNGPrice_25: Electricity: Total | lb | out.total.lrmer_highrecostlowngprice_25__electricity.co2e_kg | out.total.lrmer_highrecostlowngprice_25__electricity.co2e_kg | kg | 0.45359 | Scenario total emissions for Electricity only, includes any battery charging/discharging | No direct equivalent in ResStock 2024.2
Output | yes | no | float | no | report_simulation_output.emissions_co_2_e_lrmer_high_re_cost_low_ng_price_25_fuel_oil_total_lb | lb | out.emissions.fuel_oil.lrmer_high_re_cost_low_ng_price_25..co2e_kg | out.fuel_oil.total.lrmer_high_re_cost_low_ng_price_25.co2e_kg | kg | 0.45359 | Emissions: CO2e: LRMER_HighRECostLowNGPrice_25: Fuel Oil: Total | lb | out.total.lrmer_highrecostlowngprice_25__fuel_oil.co2e_kg | out.total.lrmer_highrecostlowngprice_25__fuel_oil.co2e_kg | kg | 0.45359 | Scenario emissions for Fuel Oil only
Output | yes | no | float | no | report_simulation_output.emissions_co_2_e_lrmer_high_re_cost_low_ng_price_25_natural_gas_total_lb | lb | out.emissions.natural_gas.lrmer_high_re_cost_low_ng_price_25..co2e_kg | out.natural_gas.total.lrmer_high_re_cost_low_ng_price_25.co2e_kg | kg | 0.45359 | Emissions: CO2e: LRMER_HighRECostLowNGPrice_25: Natural Gas: Total | lb | out.total.lrmer_highrecostlowngprice_25__natural_gas.co2e_kg | out.total.lrmer_highrecostlowngprice_25__natural_gas.co2e_kg | kg | 0.45359 | Scenario emissions for Natural Gas only
Output | yes | no | float | no | report_simulation_output.emissions_co_2_e_lrmer_high_re_cost_low_ng_price_25_propane_total_lb | lb | out.emissions.propane.lrmer_high_re_cost_low_ng_price_25..co2e_kg | out.propane.total.lrmer_high_re_cost_low_ng_price_25.co2e_kg | kg | 0.45359 | Emissions: CO2e: LRMER_HighRECostLowNGPrice_25: Propane: Total | lb | out.total.lrmer_highrecostlowngprice_25__propane.co2e_kg | out.total.lrmer_highrecostlowngprice_25__propane.co2e_kg | kg | 0.45359 | Scenario emissions for Propane only
Output | yes | yes | float | yes | report_simulation_output.emissions_co_2_e_lrmer_high_re_cost_low_ng_price_25_total_lb | lb | out.emissions.total.lrmer_high_re_cost_low_ng_price_25..co2e_kg | out.all_fuels.total.lrmer_high_re_cost_low_ng_price_25.co2e_kg | kg | 0.45359 | Emissions: CO2e: LRMER_HighRECostLowNGPrice_25: Total | lb | out.total.lrmer_highrecostlowngprice_25.co2e_kg | out.total.lrmer_highrecostlowngprice_25.co2e_kg | kg | 0.45359 | Scenario total emissions, includes any battery charging/discharging | No direct equivalent in ResStock 2024.2
Output | yes | yes | float | yes | report_simulation_output.emissions_co_2_e_lrmer_high_re_cost_low_ng_price_15_electricity_net_lb | lb | out.emissions.electricity.lrmer_high_re_cost_low_ng_price_15..co2e_kg | out.electricity.total.lrmer_high_re_cost_low_ng_price_15.co2e_kg | kg | 0.45359 | Emissions: CO2e: LRMER_HighRECostLowNGPrice_15: Electricity: Total | lb | out.total.lrmer_highrecostlowngprice_15__electricity.co2e_kg | out.total.lrmer_highrecostlowngprice_15__electricity.co2e_kg | kg | 0.45359 | Scenario total emissions for Electricity only, includes any battery charging/discharging | No direct equivalent in ResStock 2024.2
Output | yes | no | float | no | report_simulation_output.emissions_co_2_e_lrmer_high_re_cost_low_ng_price_15_fuel_oil_total_lb | lb | out.emissions.fuel_oil.lrmer_high_re_cost_low_ng_price_15..co2e_kg | out.fuel_oil.total.lrmer_high_re_cost_low_ng_price_15.co2e_kg | kg | 0.45359 | Emissions: CO2e: LRMER_HighRECostLowNGPrice_15: Fuel Oil: Total | lb | out.total.lrmer_highrecostlowngprice_15__fuel_oil.co2e_kg | out.total.lrmer_highrecostlowngprice_15__fuel_oil.co2e_kg | kg | 0.45359 | Scenario emissions for Fuel Oil only
Output | yes | no | float | no | report_simulation_output.emissions_co_2_e_lrmer_high_re_cost_low_ng_price_15_natural_gas_total_lb | lb | out.emissions.natural_gas.lrmer_high_re_cost_low_ng_price_15..co2e_kg | out.natural_gas.total.lrmer_high_re_cost_low_ng_price_15.co2e_kg | kg | 0.45359 | Emissions: CO2e: LRMER_HighRECostLowNGPrice_15: Natural Gas: Total | lb | out.total.lrmer_highrecostlowngprice_15__natural_gas.co2e_kg | out.total.lrmer_highrecostlowngprice_15__natural_gas.co2e_kg | kg | 0.45359 | Scenario emissions for Natural Gas only
Output | yes | no | float | no | report_simulation_output.emissions_co_2_e_lrmer_high_re_cost_low_ng_price_15_propane_total_lb | lb | out.emissions.propane.lrmer_high_re_cost_low_ng_price_15..co2e_kg | out.propane.total.lrmer_high_re_cost_low_ng_price_15.co2e_kg | kg | 0.45359 | Emissions: CO2e: LRMER_HighRECostLowNGPrice_15: Propane: Total | lb | out.total.lrmer_highrecostlowngprice_15__propane.co2e_kg | out.total.lrmer_highrecostlowngprice_15__propane.co2e_kg | kg | 0.45359 | Scenario emissions for Propane only
Output | yes | yes | float | yes | report_simulation_output.emissions_co_2_e_lrmer_high_re_cost_low_ng_price_15_total_lb | lb | out.emissions.total.lrmer_high_re_cost_low_ng_price_15..co2e_kg | out.all_fuels.total.lrmer_high_re_cost_low_ng_price_15.co2e_kg | kg | 0.45359 | Emissions: CO2e: LRMER_HighRECostLowNGPrice_15: Total | lb | out.total.lrmer_highrecostlowngprice_15.co2e_kg | out.total.lrmer_highrecostlowngprice_15.co2e_kg | kg | 0.45359 | Scenario total emissions, includes any battery charging/discharging | No direct equivalent in ResStock 2024.2
Output | yes | yes | float | yes | report_simulation_output.emissions_co_2_e_aer_high_re_cost_avg_electricity_net_lb | lb | out.emissions.electricity.aer_high_re_cost_avg..co2e_kg | out.electricity.total.aer_high_re_cost_avg.co2e_kg | kg | 0.45359 | Emissions: CO2e: AER_HighRECost_Avg: Electricity: Total | lb | out.total.aer_highrecost_avg__electricity.co2e_kg | out.total.aer_highrecost_avg__electricity.co2e_kg | kg | 0.45359 | Scenario total emissions for Electricity only, includes any battery charging/discharging | No direct equivalent in ResStock 2024.2
Output | yes | no | float | no | report_simulation_output.emissions_co_2_e_aer_high_re_cost_avg_fuel_oil_total_lb | lb | out.emissions.fuel_oil.aer_high_re_cost_avg..co2e_kg | out.fuel_oil.total.aer_high_re_cost_avg.co2e_kg | kg | 0.45359 | Emissions: CO2e: AER_HighRECost_Avg: Fuel Oil: Total | lb | out.total.aer_highrecost_avg__fuel_oil.co2e_kg | out.total.aer_highrecost_avg__fuel_oil.co2e_kg | kg | 0.45359 | Scenario emissions for Fuel Oil only
Output | yes | no | float | no | report_simulation_output.emissions_co_2_e_aer_high_re_cost_avg_natural_gas_total_lb | lb | out.emissions.natural_gas.aer_high_re_cost_avg..co2e_kg | out.natural_gas.total.aer_high_re_cost_avg.co2e_kg | kg | 0.45359 | Emissions: CO2e: AER_HighRECost_Avg: Natural Gas: Total | lb | out.total.aer_highrecost_avg__natural_gas.co2e_kg | out.total.aer_highrecost_avg__natural_gas.co2e_kg | kg | 0.45359 | Scenario emissions for Natural Gas only
Output | yes | no | float | no | report_simulation_output.emissions_co_2_e_aer_high_re_cost_avg_propane_total_lb | lb | out.emissions.propane.aer_high_re_cost_avg..co2e_kg | out.propane.total.aer_high_re_cost_avg.co2e_kg | kg | 0.45359 | Emissions: CO2e: AER_HighRECost_Avg: Propane: Total | lb | out.total.aer_highrecost_avg__propane.co2e_kg | out.total.aer_highrecost_avg__propane.co2e_kg | kg | 0.45359 | Scenario emissions for Propane only
Output | yes | yes | float | yes | report_simulation_output.emissions_co_2_e_aer_high_re_cost_avg_total_lb | lb | out.emissions.total.aer_high_re_cost_avg..co2e_kg | out.all_fuels.total.aer_high_re_cost_avg.co2e_kg | kg | 0.45359 | Emissions: CO2e: AER_HighRECost_Avg: Total | lb | out.total.aer_highrecost_avg.co2e_kg | out.total.aer_highrecost_avg.co2e_kg | kg | 0.45359 | Scenario total emissions, includes any battery charging/discharging | No direct equivalent in ResStock 2024.2
Output | yes | yes | float | yes | report_simulation_output.emissions_co_2_e_aer_high_re_cost_low_ng_price_avg_electricity_net_lb | lb | out.emissions.electricity.aer_high_re_cost_low_ng_price_avg..co2e_kg | out.electricity.total.aer_high_re_cost_low_ng_price_avg.co2e_kg | kg | 0.45359 | Emissions: CO2e: AER_HighRECostLowNGPrice_Avg: Electricity: Total | lb | out.total.aer_highrecostlowngprice_avg__electricity.co2e_kg | out.total.aer_highrecostlowngprice_avg__electricity.co2e_kg | kg | 0.45359 | Scenario total emissions for Electricity only, includes any battery charging/discharging | No direct equivalent in ResStock 2024.2
Output | yes | no | float | no | report_simulation_output.emissions_co_2_e_aer_high_re_cost_low_ng_price_avg_fuel_oil_total_lb | lb | out.emissions.fuel_oil.aer_high_re_cost_low_ng_price_avg..co2e_kg | out.fuel_oil.total.aer_high_re_cost_low_ng_price_avg.co2e_kg | kg | 0.45359 | Emissions: CO2e: AER_HighRECostLowNGPrice_Avg: Fuel Oil: Total | lb | out.total.aer_highrecostlowngprice_avg__fuel_oil.co2e_kg | out.total.aer_highrecostlowngprice_avg__fuel_oil.co2e_kg | kg | 0.45359 | Scenario emissions for Fuel Oil only
Output | yes | no | float | no | report_simulation_output.emissions_co_2_e_aer_high_re_cost_low_ng_price_avg_natural_gas_total_lb | lb | out.emissions.natural_gas.aer_high_re_cost_low_ng_price_avg..co2e_kg | out.natural_gas.total.aer_high_re_cost_low_ng_price_avg.co2e_kg | kg | 0.45359 | Emissions: CO2e: AER_HighRECostLowNGPrice_Avg: Natural Gas: Total | lb | out.total.aer_highrecostlowngprice_avg__natural_gas.co2e_kg | out.total.aer_highrecostlowngprice_avg__natural_gas.co2e_kg | kg | 0.45359 | Scenario emissions for Natural Gas only
Output | yes | no | float | no | report_simulation_output.emissions_co_2_e_aer_high_re_cost_low_ng_price_avg_propane_total_lb | lb | out.emissions.propane.aer_high_re_cost_low_ng_price_avg..co2e_kg | out.propane.total.aer_high_re_cost_low_ng_price_avg.co2e_kg | kg | 0.45359 | Emissions: CO2e: AER_HighRECostLowNGPrice_Avg: Propane: Total | lb | out.total.aer_highrecostlowngprice_avg__propane.co2e_kg | out.total.aer_highrecostlowngprice_avg__propane.co2e_kg | kg | 0.45359 | Scenario emissions for Propane only
Output | yes | yes | float | yes | report_simulation_output.emissions_co_2_e_aer_high_re_cost_low_ng_price_avg_total_lb | lb | out.emissions.total.aer_high_re_cost_low_ng_price_avg..co2e_kg | out.all_fuels.total.aer_high_re_cost_low_ng_price_avg.co2e_kg | kg | 0.45359 | Emissions: CO2e: AER_HighRECostLowNGPrice_Avg: Total | lb | out.total.aer_highrecostlowngprice_avg.co2e_kg | out.total.aer_highrecostlowngprice_avg.co2e_kg | kg | 0.45359 | Scenario total emissions, includes any battery charging/discharging | No direct equivalent in ResStock 2024.2
Output | yes | yes | float | yes | report_simulation_output.emissions_co_2_e_aer_low_re_cost_avg_electricity_net_lb | lb | out.emissions.electricity.aer_low_re_cost_avg..co2e_kg | out.electricity.total.aer_low_re_cost_avg.co2e_kg | kg | 0.45359 | Emissions: CO2e: AER_LowRECost_Avg: Electricity: Total | lb | out.total.aer_lowrecost_avg__electricity.co2e_kg | out.total.aer_lowrecost_avg__electricity.co2e_kg | kg | 0.45359 | Scenario total emissions for Electricity only, includes any battery charging/discharging | No direct equivalent in ResStock 2024.2
Output | yes | no | float | no | report_simulation_output.emissions_co_2_e_aer_low_re_cost_avg_fuel_oil_total_lb | lb | out.emissions.fuel_oil.aer_low_re_cost_avg..co2e_kg | out.fuel_oil.total.aer_low_re_cost_avg.co2e_kg | kg | 0.45359 | Emissions: CO2e: AER_LowRECost_Avg: Fuel Oil: Total | lb | out.total.aer_lowrecost_avg__fuel_oil.co2e_kg | out.total.aer_lowrecost_avg__fuel_oil.co2e_kg | kg | 0.45359 | Scenario emissions for Fuel Oil only
Output | yes | no | float | no | report_simulation_output.emissions_co_2_e_aer_low_re_cost_avg_natural_gas_total_lb | lb | out.emissions.natural_gas.aer_low_re_cost_avg..co2e_kg | out.natural_gas.total.aer_low_re_cost_avg.co2e_kg | kg | 0.45359 | Emissions: CO2e: AER_LowRECost_Avg: Natural Gas: Total | lb | out.total.aer_lowrecost_avg__natural_gas.co2e_kg | out.total.aer_lowrecost_avg__natural_gas.co2e_kg | kg | 0.45359 | Scenario emissions for Natural Gas only
Output | yes | no | float | no | report_simulation_output.emissions_co_2_e_aer_low_re_cost_avg_propane_total_lb | lb | out.emissions.propane.aer_low_re_cost_avg..co2e_kg | out.propane.total.aer_low_re_cost_avg.co2e_kg | kg | 0.45359 | Emissions: CO2e: AER_LowRECost_Avg: Propane: Total | lb | out.total.aer_lowrecost_avg__propane.co2e_kg | out.total.aer_lowrecost_avg__propane.co2e_kg | kg | 0.45359 | Scenario emissions for Propane only
Output | yes | yes | float | yes | report_simulation_output.emissions_co_2_e_aer_low_re_cost_avg_total_lb | lb | out.emissions.total.aer_low_re_cost_avg..co2e_kg | out.all_fuels.total.aer_low_re_cost_avg.co2e_kg | kg | 0.45359 | Emissions: CO2e: AER_LowRECost_Avg: Total | lb | out.total.aer_lowrecost_avg.co2e_kg | out.total.aer_lowrecost_avg.co2e_kg | kg | 0.45359 | Scenario total emissions, includes any battery charging/discharging | No direct equivalent in ResStock 2024.2
Output | yes | yes | float | yes | report_simulation_output.emissions_co_2_e_aer_low_re_cost_high_ng_price_avg_electricity_net_lb | lb | out.emissions.electricity.aer_low_re_cost_high_ng_price_avg..co2e_kg | out.electricity.total.aer_low_re_cost_high_ng_price_avg.co2e_kg | kg | 0.45359 | Emissions: CO2e: AER_LowRECostHighNGPrice_Avg: Electricity: Total | lb | out.total.aer_lowrecosthighngprice_avg__electricity.co2e_kg | out.total.aer_lowrecosthighngprice_avg__electricity.co2e_kg | kg | 0.45359 | Scenario total emissions for Electricity only, includes any battery charging/discharging | No direct equivalent in ResStock 2024.2
Output | yes | no | float | no | report_simulation_output.emissions_co_2_e_aer_low_re_cost_high_ng_price_avg_fuel_oil_total_lb | lb | out.emissions.fuel_oil.aer_low_re_cost_high_ng_price_avg..co2e_kg | out.fuel_oil.total.aer_low_re_cost_high_ng_price_avg.co2e_kg | kg | 0.45359 | Emissions: CO2e: AER_LowRECostHighNGPrice_Avg: Fuel Oil: Total | lb | out.total.aer_lowrecosthighngprice_avg__fuel_oil.co2e_kg | out.total.aer_lowrecosthighngprice_avg__fuel_oil.co2e_kg | kg | 0.45359 | Scenario emissions for Fuel Oil only
Output | yes | no | float | no | report_simulation_output.emissions_co_2_e_aer_low_re_cost_high_ng_price_avg_natural_gas_total_lb | lb | out.emissions.natural_gas.aer_low_re_cost_high_ng_price_avg..co2e_kg | out.natural_gas.total.aer_low_re_cost_high_ng_price_avg.co2e_kg | kg | 0.45359 | Emissions: CO2e: AER_LowRECostHighNGPrice_Avg: Natural Gas: Total | lb | out.total.aer_lowrecosthighngprice_avg__natural_gas.co2e_kg | out.total.aer_lowrecosthighngprice_avg__natural_gas.co2e_kg | kg | 0.45359 | Scenario emissions for Natural Gas only
Output | yes | no | float | no | report_simulation_output.emissions_co_2_e_aer_low_re_cost_high_ng_price_avg_propane_total_lb | lb | out.emissions.propane.aer_low_re_cost_high_ng_price_avg..co2e_kg | out.propane.total.aer_low_re_cost_high_ng_price_avg.co2e_kg | kg | 0.45359 | Emissions: CO2e: AER_LowRECostHighNGPrice_Avg: Propane: Total | lb | out.total.aer_lowrecosthighngprice_avg__propane.co2e_kg | out.total.aer_lowrecosthighngprice_avg__propane.co2e_kg | kg | 0.45359 | Scenario emissions for Propane only
Output | yes | yes | float | yes | report_simulation_output.emissions_co_2_e_aer_low_re_cost_high_ng_price_avg_total_lb | lb | out.emissions.total.aer_low_re_cost_high_ng_price_avg..co2e_kg | out.all_fuels.total.aer_low_re_cost_high_ng_price_avg.co2e_kg | kg | 0.45359 | Emissions: CO2e: AER_LowRECostHighNGPrice_Avg: Total | lb | out.total.aer_lowrecosthighngprice_avg.co2e_kg | out.total.aer_lowrecosthighngprice_avg.co2e_kg | kg | 0.45359 | Scenario total emissions, includes any battery charging/discharging | No direct equivalent in ResStock 2024.2
Output | yes | yes | float | yes | report_simulation_output.emissions_co_2_e_aer_mid_case_avg_electricity_net_lb | lb | out.emissions.electricity.aer_mid_case_avg..co2e_kg | out.electricity.total.aer_mid_case_avg.co2e_kg | kg | 0.45359 | Emissions: CO2e: AER_MidCase_Avg: Electricity: Total | lb | out.total.aer_midcase_avg__electricity.co2e_kg | out.total.aer_midcase_avg__electricity.co2e_kg | kg | 0.45359 | Scenario total emissions for Electricity only, includes any battery charging/discharging | No direct equivalent in ResStock 2024.2
Output | yes | no | float | no | report_simulation_output.emissions_co_2_e_aer_mid_case_avg_fuel_oil_total_lb | lb | out.emissions.fuel_oil.aer_mid_case_avg..co2e_kg | out.fuel_oil.total.aer_mid_case_avg.co2e_kg | kg | 0.45359 | Emissions: CO2e: AER_MidCase_Avg: Fuel Oil: Total | lb | out.total.aer_midcase_avg__fuel_oil.co2e_kg | out.total.aer_midcase_avg__fuel_oil.co2e_kg | kg | 0.45359 | Scenario emissions for Fuel Oil only
Output | yes | no | float | no | report_simulation_output.emissions_co_2_e_aer_mid_case_avg_natural_gas_total_lb | lb | out.emissions.natural_gas.aer_mid_case_avg..co2e_kg | out.natural_gas.total.aer_mid_case_avg.co2e_kg | kg | 0.45359 | Emissions: CO2e: AER_MidCase_Avg: Natural Gas: Total | lb | out.total.aer_midcase_avg__natural_gas.co2e_kg | out.total.aer_midcase_avg__natural_gas.co2e_kg | kg | 0.45359 | Scenario emissions for Natural Gas only
Output | yes | no | float | no | report_simulation_output.emissions_co_2_e_aer_mid_case_avg_propane_total_lb | lb | out.emissions.propane.aer_mid_case_avg..co2e_kg | out.propane.total.aer_mid_case_avg.co2e_kg | kg | 0.45359 | Emissions: CO2e: AER_MidCase_Avg: Propane: Total | lb | out.total.aer_midcase_avg__propane.co2e_kg | out.total.aer_midcase_avg__propane.co2e_kg | kg | 0.45359 | Scenario emissions for Propane only
Output | yes | yes | float | yes | report_simulation_output.emissions_co_2_e_aer_mid_case_avg_total_lb | lb | out.emissions.total.aer_mid_case_avg..co2e_kg | out.all_fuels.total.aer_mid_case_avg.co2e_kg | kg | 0.45359 | Emissions: CO2e: AER_MidCase_Avg: Total | lb | out.total.aer_midcase_avg.co2e_kg | out.total.aer_midcase_avg.co2e_kg | kg | 0.45359 | Scenario total emissions, includes any battery charging/discharging | No direct equivalent in ResStock 2024.2
Output | yes | yes | float | no | report_utility_bills.utility_rates_fixed_variable_electricity_total_usd | $ | out.utility_bills.electricity_bill..usd | out.bills.electricity.usd | usd | 1 | [6 empty] | Scenario annual total charges for electricity. | out.bills.electricity.usd
Output | yes | yes | float | no | report_utility_bills.utility_rates_fixed_variable_fuel_oil_total_usd | $ | out.utility_bills.fuel_oil_bill..usd | out.bills.fuel_oil.usd | usd | 1 | [6 empty] | Scenario annual total charges for fuel oil. | out.bills.fuel_oil.usd
Output | yes | yes | float | no | report_utility_bills.utility_rates_fixed_variable_natural_gas_total_usd | $ | out.utility_bills.natural_gas_bill..usd | out.bills.natural_gas.usd | usd | 1 | [6 empty] | Scenario annual total charges for natural gas. | out.bills.natural_gas.usd
Output | yes | yes | float | no | report_utility_bills.utility_rates_fixed_variable_propane_total_usd | $ | out.utility_bills.propane_bill..usd | out.bills.propane.usd | usd | 1 | [6 empty] | Scenario annual total charges for propane. | out.bills.propane.usd
Output | yes | yes | float | no | report_utility_bills.utility_rates_fixed_variable_total_usd | $ | out.utility_bills.total_bill..usd | out.bills.all_fuels.usd | usd | 1 | [6 empty] | Scenario annual total charges. | out.bills.all_fuels.usd
Output | yes | yes | float | no | report_simulation_output.electric_panel_load_2023_existing_dwelling_load_based_total_load_w | W | out.params.panel_load_total_load.2023_nec_existing_dwelling_load_based..w | out.panel.load.total_load.2023_nec_existing_dwelling_load_based.w | w | 1 | [6 empty] | Total electric load calculated using load-based method for existing dwelings per 2023 National Electrical Code | New in ResStock 2025.1
Output | yes | yes | integer | no | report_simulation_output.electric_panel_load_2023_existing_dwelling_load_based_total_capacity_a | amp | out.params.panel_load_occupied_capacity.2023_nec_existing_dwelling_load_based..a | out.panel.load.occupied_capacity.2023_nec_existing_dwelling_load_based.a | amp | 1 | [6 empty] | Electric panel total occupied capacity, = out.panel.load.total_load.2023_nec_existing_dwelling_load_based.w / 240 | New in ResStock 2025.1
Output | yes | yes | integer | no | report_simulation_output.electric_panel_load_2023_existing_dwelling_load_based_headroom_capacity_a | amp | out.params.panel_load_headroom_capacity.2023_nec_existing_dwelling_load_based..a | out.panel.load.headroom_capacity.2023_nec_existing_dwelling_load_based.a | amp | 1 | [6 empty] | Electric panel total headroom capacity, = in.electric_panel_service_rating - out.panel.load.occupied_capacity.2023_nec_existing_dwelling_load_based.a | New in ResStock 2025.1
Output | yes | yes | float | no | report_simulation_output.electric_panel_load_clothes_dryer_w | W | out.params.panel_load_clothes_dryer..w | out.panel.load.clothes_dryer.w | w | 1 | [6 empty] | Electric load of clothes dryer, for electric only | New in ResStock 2025.1
Output | yes | yes | float | no | report_simulation_output.electric_panel_load_cooling_w | W | out.params.panel_load_cooling..w | out.panel.load.cooling.w | w | 1 | [6 empty] | Electric load of space cooling. For the total load calculation, the max of heating or cooling is used, not both | New in ResStock 2025.1
Output | yes | yes | float | no | report_simulation_output.electric_panel_load_dishwasher_w | W | out.params.panel_load_dishwasher..w | out.panel.load.dishwasher.w | w | 1 | [6 empty] | Electric load of dishwasher | New in ResStock 2025.1
Output | yes | yes | float | no | report_simulation_output.electric_panel_load_electric_vehicle_charging_w | W | out.params.panel_load_ev_charging..w | out.panel.load.ev_charging.w | w | 1 | [6 empty] | Electric load of electric vehicle charging equipment | New in ResStock 2025.1
Output | yes | yes | float | no | report_simulation_output.electric_panel_load_heating_w | W | out.params.panel_load_heating..w | out.panel.load.heating.w | w | 1 | [6 empty] | Electric load of space heating. For the total load calculation, the max of heating or cooling is used, not both | New in ResStock 2025.1
Output | yes | yes | float | no | report_simulation_output.electric_panel_load_hot_water_w | W | out.params.panel_load_hot_water..w | out.panel.load.hot_water.w | w | 1 | [6 empty] | Electric load of water heater, for electric only | New in ResStock 2025.1
Output | yes | yes | float | no | report_simulation_output.electric_panel_load_mech_vent_w | W | out.params.panel_load_mech_vent..w | out.panel.load.mech_vent.w | w | 1 | [6 empty] | Electric load of mechanical ventilation | New in ResStock 2025.1
Output | yes | yes | float | no | report_simulation_output.electric_panel_load_other_w | W | out.params.panel_load_other..w | out.panel.load.other.w | w | 1 | [6 empty] | Other electric load, including but not limited to lighting/general receptacles at 3 W/sqft, refrigerator, microwave, and garbage disposal. | New in ResStock 2025.1
Output | yes | yes | float | no | report_simulation_output.electric_panel_load_permanent_spa_heater_w | W | out.params.panel_load_permanent_spa_heat..w | out.panel.load.permanent_spa_heat.w | w | 1 | [6 empty] | Electric load of permanent spa heater, for electric only | New in ResStock 2025.1
Output | yes | yes | float | no | report_simulation_output.electric_panel_load_permanent_spa_pump_w | W | out.params.panel_load_permanent_spa_pump..w | out.panel.load.permanent_spa_pump.w | w | 1 | [6 empty] | Electric load of permanent spa pump | New in ResStock 2025.1
Output | yes | yes | float | no | report_simulation_output.electric_panel_load_pool_heater_w | W | out.params.panel_load_pool_heater..w | out.panel.load.pool_heater.w | w | 1 | [6 empty] | Electric load of pool heater, for electric only | New in ResStock 2025.1
Output | yes | yes | float | no | report_simulation_output.electric_panel_load_pool_pump_w | W | out.params.panel_load_pool_pump..w | out.panel.load.pool_pump.w | w | 1 | [6 empty] | Electric load of pool pump | New in ResStock 2025.1
Output | yes | yes | float | no | report_simulation_output.electric_panel_load_range_oven_w | W | out.params.panel_load_range_oven..w | out.panel.load.range_oven.w | w | 1 | [6 empty] | Electric load of range oven, for electric only | New in ResStock 2025.1
Output | yes | yes | float | no | report_simulation_output.electric_panel_load_well_pump_w | W | out.params.panel_load_well_pump..w | out.panel.load.well_pump.w | w | 1 | [6 empty] | Electric load of well pump | New in ResStock 2025.1
Input | yes | yes | integer | no | report_simulation_output.electric_panel_breaker_spaces_total_count |  | in.electric_panel_breaker_space_total_count | in.electric_panel_breaker_space_total_count | count | 1 | [6 empty] | Total breaker spaces on electric panel | New in ResStock 2025.1
Output | yes | yes | integer | no | report_simulation_output.electric_panel_breaker_spaces_occupied_count |  | out.params.panel_breaker_space_occupied_count | out.panel.breaker_space.occupied.count | count | 1 | [6 empty] | Total occupied breaker spaces on electric panel | New in ResStock 2025.1
Output | yes | yes | integer | no | report_simulation_output.electric_panel_breaker_spaces_headroom_count |  | out.params.panel_breaker_space_headroom_count | out.panel.breaker_space.headroom.count | count | 1 | [6 empty] | Total headroom breaker spaces on electric panel, = in.electric_panel_breaker_space_total_count - out.panel.breaker_space.occupied.count | New in ResStock 2025.1
Output | yes | yes | integer | no | report_simulation_output.electric_panel_breaker_spaces_clothes_dryer_count |  | out.params.panel_breaker_space_clothes_dryer_count | out.panel.breaker_space.clothes_dryer.count | count | 1 | [6 empty] | Breaker spaces occupied by clothes dryer | New in ResStock 2025.1
Output | yes | yes | integer | no | report_simulation_output.electric_panel_breaker_spaces_cooling_count |  | out.params.panel_breaker_space_cooling_count | out.panel.breaker_space.cooling.count | count | 1 | [6 empty] | Breaker spaces occupied by space cooling | New in ResStock 2025.1
Output | yes | yes | integer | no | report_simulation_output.electric_panel_breaker_spaces_dishwasher_count |  | out.params.panel_breaker_space_dishwasher_count | out.panel.breaker_space.dishwasher.count | count | 1 | [6 empty] | Breaker spaces occupied by dishwasher | New in ResStock 2025.1
Output | yes | yes | integer | no | report_simulation_output.electric_panel_breaker_spaces_electric_vehicle_charging_count |  | out.params.panel_breaker_space_ev_charging_count | out.panel.breaker_space.ev_charging.count | count | 1 | [6 empty] | Breaker spaces occupied by electric vehicle charging equipment | New in ResStock 2025.1
Output | yes | yes | integer | no | report_simulation_output.electric_panel_breaker_spaces_heating_count |  | out.params.panel_breaker_space_heating_count | out.panel.breaker_space.heating.count | count | 1 | [6 empty] | Breaker spaces occupied by space heating | New in ResStock 2025.1
Output | yes | yes | integer | no | report_simulation_output.electric_panel_breaker_spaces_hot_water_count |  | out.params.panel_breaker_space_hot_water_count | out.panel.breaker_space.hot_water.count | count | 1 | [6 empty] | Breaker spaces occupied by water heater | New in ResStock 2025.1
Output | yes | yes | integer | no | report_simulation_output.electric_panel_breaker_spaces_mech_vent_count |  | out.params.panel_breaker_space_mech_vent_count | out.panel.breaker_space.mech_vent.count | count | 1 | [6 empty] | Breaker spaces occupied by mechanical ventilation | New in ResStock 2025.1
Output | yes | yes | integer | no | report_simulation_output.electric_panel_breaker_spaces_other_count |  | out.params.panel_breaker_space_other_count | out.panel.breaker_space.other.count | count | 1 | [6 empty] | Breaker spaces occupied by other loads | New in ResStock 2025.1
Output | yes | yes | integer | no | report_simulation_output.electric_panel_breaker_spaces_permanent_spa_heater_count |  | out.params.panel_breaker_space_permanent_spa_heat_count | out.panel.breaker_space.permanent_spa_heat.count | count | 1 | [6 empty] | Breaker spaces occupied by permanent spa heater | New in ResStock 2025.1
Output | yes | yes | integer | no | report_simulation_output.electric_panel_breaker_spaces_permanent_spa_pump_count |  | out.params.panel_breaker_space_permanent_spa_pump_count | out.panel.breaker_space.permanent_spa_pump.count | count | 1 | [6 empty] | Breaker spaces occupied by permanent spa pump | New in ResStock 2025.1
Output | yes | yes | integer | no | report_simulation_output.electric_panel_breaker_spaces_pool_heater_count |  | out.params.panel_breaker_space_pool_heater_count | out.panel.breaker_space.pool_heater.count | count | 1 | [6 empty] | Breaker spaces occupied by pool heater | New in ResStock 2025.1
Output | yes | yes | integer | no | report_simulation_output.electric_panel_breaker_spaces_pool_pump_count |  | out.params.panel_breaker_space_pool_pump_count | out.panel.breaker_space.pool_pump.count | count | 1 | [6 empty] | Breaker spaces occupied by pool pump | New in ResStock 2025.1
Output | yes | yes | integer | no | report_simulation_output.electric_panel_breaker_spaces_range_oven_count |  | out.params.panel_breaker_space_range_oven_count | out.panel.breaker_space.range_oven.count | count | 1 | [6 empty] | Breaker spaces occupied by range oven | New in ResStock 2025.1
Output | yes | yes | integer | no | report_simulation_output.electric_panel_breaker_spaces_well_pump_count |  | out.params.panel_breaker_space_well_pump_count | out.panel.breaker_space.well_pump.count | count | 1 | [6 empty] | Breaker spaces occupied by well pump | New in ResStock 2025.1
Output | yes | no | float | no | report_simulation_output.component_load_cooling_ceilings_m_btu | MBtu | out.component_load.cooling.ceilings..kwh | out.component_load.cooling.ceilings.kwh | kwh | 293.0711 | Component Load: Cooling: Ceilings | kBtu | out.component_load.cooling.ceilings | out.component_load.cooling.ceilings | kWh | 0.29307 | Cooling consumed by ceilings. Positive value for charging (including efficiency losoads); negative value for discharging
Output | yes | no | float | no | report_simulation_output.component_load_cooling_doors_m_btu | MBtu | out.component_load.cooling.doors..kwh | out.component_load.cooling.doors.kwh | kwh | 293.0711 | Component Load: Cooling: Doors | kBtu | out.component_load.cooling.doors | out.component_load.cooling.doors | kWh | 0.29307 | Cooling consumed by doors. Positive value for charging (including efficiency losoads); negative value for discharging
Output | yes | no | float | no | report_simulation_output.component_load_cooling_ducts_m_btu | MBtu | out.component_load.cooling.ducts..kwh | out.component_load.cooling.ducts.kwh | kwh | 293.0711 | Component Load: Cooling: Ducts | kBtu | out.component_load.cooling.ducts | out.component_load.cooling.ducts | kWh | 0.29307 | Cooling consumed by ducts. Positive value for charging (including efficiency losoads); negative value for discharging
Output | yes | no | float | no | report_simulation_output.component_load_cooling_floors_m_btu | MBtu | out.component_load.cooling.floors..kwh | out.component_load.cooling.floors.kwh | kwh | 293.0711 | Component Load: Cooling: Floors | kBtu | out.component_load.cooling.floors | out.component_load.cooling.floors | kWh | 0.29307 | Cooling consumed by floors. Positive value for charging (including efficiency losoads); negative value for discharging
Output | yes | no | float | no | report_simulation_output.component_load_cooling_foundation_walls_m_btu | MBtu | out.component_load.cooling.foundation_walls..kwh | out.component_load.cooling.foundation_walls.kwh | kwh | 293.0711 | Component Load: Cooling: Foundation Walls | kBtu | out.component_load.cooling.foundation_walls | out.component_load.cooling.foundation_walls | kWh | 0.29307 | Cooling consumed by walls. Positive value for charging (including efficiency losoads); negative value for discharging
Output | yes | no | float | no | report_simulation_output.component_load_cooling_infiltration_m_btu | MBtu | out.component_load.cooling.infiltration..kwh | out.component_load.cooling.infiltration.kwh | kwh | 293.0711 | Component Load: Cooling: Infiltration | kBtu | out.component_load.cooling.infiltration | out.component_load.cooling.infiltration | kWh | 0.29307 | Cooling consumed by infiltration. Positive value for charging (including efficiency losoads); negative value for discharging
Output | yes | no | float | no | report_simulation_output.component_load_cooling_internal_gains_m_btu | MBtu | out.component_load.cooling.internal_gains..kwh | out.component_load.cooling.internal_gains.kwh | kwh | 293.0711 | Component Load: Cooling: Internal Gains | kBtu | out.component_load.cooling.internal_gains | out.component_load.cooling.internal_gains | kWh | 0.29307 | Cooling consumed by gains. Positive value for charging (including efficiency losoads); negative value for discharging
Output | yes | no | float | no | report_simulation_output.component_load_cooling_internal_mass_m_btu | MBtu | out.component_load.cooling.internal_mass..kwh | out.component_load.cooling.internal_mass.kwh | kwh | 293.0711 | Component Load: Cooling: Internal Mass | kBtu | out.component_load.cooling.internal_mass | out.component_load.cooling.internal_mass | kWh | 0.29307 | Cooling consumed by mass. Positive value for charging (including efficiency losoads); negative value for discharging
Output | yes | no | float | no | report_simulation_output.component_load_cooling_lighting_m_btu | MBtu | out.component_load.cooling.lighting..kwh | out.component_load.cooling.lighting.kwh | kwh | 293.0711 | Component Load: Cooling: Lighting | kBtu | out.component_load.cooling.lighting | out.component_load.cooling.lighting | kWh | 0.29307 | Cooling consumed by lighting. Positive value for charging (including efficiency losoads); negative value for discharging
Output | yes | no | float | no | report_simulation_output.component_load_cooling_mechanical_ventilation_m_btu | MBtu | out.component_load.cooling.mechanical_ventilation..kwh | out.component_load.cooling.mechanical_ventilation.kwh | kwh | 293.0711 | Component Load: Cooling: Mechanical Ventilation | kBtu | out.component_load.cooling.mechanical_ventilation | out.component_load.cooling.mechanical_ventilation | kWh | 0.29307 | Cooling consumed by ventilation. Positive value for charging (including efficiency losoads); negative value for discharging
Output | yes | no | float | no | report_simulation_output.component_load_cooling_natural_ventilation_m_btu | MBtu | out.component_load.cooling.natural_ventilation..kwh | out.component_load.cooling.natural_ventilation.kwh | kwh | 293.0711 | Component Load: Cooling: Natural Ventilation | kBtu | out.component_load.cooling.natural_ventilation | out.component_load.cooling.natural_ventilation | kWh | 0.29307 | Cooling consumed by ventilation. Positive value for charging (including efficiency losoads); negative value for discharging
Output | yes | no | float | no | report_simulation_output.component_load_cooling_rim_joists_m_btu | MBtu | out.component_load.cooling.rim_joists..kwh | out.component_load.cooling.rim_joists.kwh | kwh | 293.0711 | Component Load: Cooling: Rim Joists | kBtu | out.component_load.cooling.rim_joists | out.component_load.cooling.rim_joists | kWh | 0.29307 | Cooling consumed by joists. Positive value for charging (including efficiency losoads); negative value for discharging
Output | yes | no | float | no | report_simulation_output.component_load_cooling_roofs_m_btu | MBtu | out.component_load.cooling.roofs..kwh | out.component_load.cooling.roofs.kwh | kwh | 293.0711 | Component Load: Cooling: Roofs | kBtu | out.component_load.cooling.roofs | out.component_load.cooling.roofs | kWh | 0.29307 | Cooling consumed by roofs. Positive value for charging (including efficiency losoads); negative value for discharging
Output | yes | no | float | no | report_simulation_output.component_load_cooling_skylights_conduction_m_btu | MBtu | out.component_load.cooling.skylights_conduction..kwh | out.component_load.cooling.skylights_conduction.kwh | kwh | 293.0711 | Component Load: Cooling: Skylights Conduction | kBtu | out.component_load.cooling.skylights_conduction | out.component_load.cooling.skylights_conduction | kWh | 0.29307 | Cooling consumed by conduction. Positive value for charging (including efficiency losoads); negative value for discharging
Output | yes | no | float | no | report_simulation_output.component_load_cooling_skylights_solar_m_btu | MBtu | out.component_load.cooling.skylights_solar..kwh | out.component_load.cooling.skylights_solar.kwh | kwh | 293.0711 | Component Load: Cooling: Skylights Solar | kBtu | out.component_load.cooling.skylights_solar | out.component_load.cooling.skylights_solar | kWh | 0.29307 | Cooling consumed by solar. Positive value for charging (including efficiency losoads); negative value for discharging
Output | yes | no | float | no | report_simulation_output.component_load_cooling_slabs_m_btu | MBtu | out.component_load.cooling.slabs..kwh | out.component_load.cooling.slabs.kwh | kwh | 293.0711 | Component Load: Cooling: Slabs | kBtu | out.component_load.cooling.slabs | out.component_load.cooling.slabs | kWh | 0.29307 | Cooling consumed by slabs. Positive value for charging (including efficiency losoads); negative value for discharging
Output | yes | no | float | no | report_simulation_output.component_load_cooling_walls_m_btu | MBtu | out.component_load.cooling.walls..kwh | out.component_load.cooling.walls.kwh | kwh | 293.0711 | Component Load: Cooling: Walls | kBtu | out.component_load.cooling.walls | out.component_load.cooling.walls | kWh | 0.29307 | Cooling consumed by walls. Positive value for charging (including efficiency losoads); negative value for discharging
Output | yes | no | float | no | report_simulation_output.component_load_cooling_whole_house_fan_m_btu | MBtu | out.component_load.cooling.whole_house_fan..kwh | out.component_load.cooling.whole_house_fan.kwh | kwh | 293.0711 | Component Load: Cooling: Whole House Fan | kBtu | out.component_load.cooling.whole_house_fan | out.component_load.cooling.whole_house_fan | kWh | 0.29307 | Cooling consumed by supply hou (air distribution) or circulating fan_ (geothermal loop)
Output | yes | no | float | no | report_simulation_output.component_load_cooling_windows_conduction_m_btu | MBtu | out.component_load.cooling.windows_conduction..kwh | out.component_load.cooling.windows_conduction.kwh | kwh | 293.0711 | Component Load: Cooling: Windows Conduction | kBtu | out.component_load.cooling.windows_conduction | out.component_load.cooling.windows_conduction | kWh | 0.29307 | Cooling consumed by conduction. Positive value for charging (including efficiency losoads); negative value for discharging
Output | yes | no | float | no | report_simulation_output.component_load_cooling_windows_solar_m_btu | MBtu | out.component_load.cooling.windows_solar..kwh | out.component_load.cooling.windows_solar.kwh | kwh | 293.0711 | Component Load: Cooling: Windows Solar | kBtu | out.component_load.cooling.windows_solar | out.component_load.cooling.windows_solar | kWh | 0.29307 | Cooling consumed by solar. Positive value for charging (including efficiency losoads); negative value for discharging
Output | yes | no | float | no | report_simulation_output.component_load_heating_ceilings_m_btu | MBtu | out.component_load.heating.ceilings..kwh | out.component_load.heating.ceilings.kwh | kwh | 293.0711 | Component Load: Heating: Ceilings | kBtu | out.component_load.heating.ceilings | out.component_load.heating.ceilings | kWh | 0.29307 | Heating consumed by ceilings. Positive value for charging (including efficiency losoads); negative value for discharging
Output | yes | no | float | no | report_simulation_output.component_load_heating_doors_m_btu | MBtu | out.component_load.heating.doors..kwh | out.component_load.heating.doors.kwh | kwh | 293.0711 | Component Load: Heating: Doors | kBtu | out.component_load.heating.doors | out.component_load.heating.doors | kWh | 0.29307 | Heating consumed by doors. Positive value for charging (including efficiency losoads); negative value for discharging
Output | yes | no | float | no | report_simulation_output.component_load_heating_ducts_m_btu | MBtu | out.component_load.heating.ducts..kwh | out.component_load.heating.ducts.kwh | kwh | 293.0711 | Component Load: Heating: Ducts | kBtu | out.component_load.heating.ducts | out.component_load.heating.ducts | kWh | 0.29307 | Heating consumed by ducts. Positive value for charging (including efficiency losoads); negative value for discharging
Output | yes | no | float | no | report_simulation_output.component_load_heating_floors_m_btu | MBtu | out.component_load.heating.floors..kwh | out.component_load.heating.floors.kwh | kwh | 293.0711 | Component Load: Heating: Floors | kBtu | out.component_load.heating.floors | out.component_load.heating.floors | kWh | 0.29307 | Heating consumed by floors. Positive value for charging (including efficiency losoads); negative value for discharging
Output | yes | no | float | no | report_simulation_output.component_load_heating_foundation_walls_m_btu | MBtu | out.component_load.heating.foundation_walls..kwh | out.component_load.heating.foundation_walls.kwh | kwh | 293.0711 | Component Load: Heating: Foundation Walls | kBtu | out.component_load.heating.foundation_walls | out.component_load.heating.foundation_walls | kWh | 0.29307 | Heating consumed by walls. Positive value for charging (including efficiency losoads); negative value for discharging
Output | yes | no | float | no | report_simulation_output.component_load_heating_infiltration_m_btu | MBtu | out.component_load.heating.infiltration..kwh | out.component_load.heating.infiltration.kwh | kwh | 293.0711 | Component Load: Heating: Infiltration | kBtu | out.component_load.heating.infiltration | out.component_load.heating.infiltration | kWh | 0.29307 | Heating consumed by infiltration. Positive value for charging (including efficiency losoads); negative value for discharging
Output | yes | no | float | no | report_simulation_output.component_load_heating_internal_gains_m_btu | MBtu | out.component_load.heating.internal_gains..kwh | out.component_load.heating.internal_gains.kwh | kwh | 293.0711 | Component Load: Heating: Internal Gains | kBtu | out.component_load.heating.internal_gains | out.component_load.heating.internal_gains | kWh | 0.29307 | Heating consumed by gains. Positive value for charging (including efficiency losoads); negative value for discharging
Output | yes | no | float | no | report_simulation_output.component_load_heating_internal_mass_m_btu | MBtu | out.component_load.heating.internal_mass..kwh | out.component_load.heating.internal_mass.kwh | kwh | 293.0711 | Component Load: Heating: Internal Mass | kBtu | out.component_load.heating.internal_mass | out.component_load.heating.internal_mass | kWh | 0.29307 | Heating consumed by mass. Positive value for charging (including efficiency losoads); negative value for discharging
Output | yes | no | float | no | report_simulation_output.component_load_heating_lighting_m_btu | MBtu | out.component_load.heating.lighting..kwh | out.component_load.heating.lighting.kwh | kwh | 293.0711 | Component Load: Heating: Lighting | kBtu | out.component_load.heating.lighting | out.component_load.heating.lighting | kWh | 0.29307 | Heating consumed by lighting. Positive value for charging (including efficiency losoads); negative value for discharging
Output | yes | no | float | no | report_simulation_output.component_load_heating_mechanical_ventilation_m_btu | MBtu | out.component_load.heating.mechanical_ventilation..kwh | out.component_load.heating.mechanical_ventilation.kwh | kwh | 293.0711 | Component Load: Heating: Mechanical Ventilation | kBtu | out.component_load.heating.mechanical_ventilation | out.component_load.heating.mechanical_ventilation | kWh | 0.29307 | Heating consumed by ventilation. Positive value for charging (including efficiency losoads); negative value for discharging
Output | yes | no | float | no | report_simulation_output.component_load_heating_natural_ventilation_m_btu | MBtu | out.component_load.heating.natural_ventilation..kwh | out.component_load.heating.natural_ventilation.kwh | kwh | 293.0711 | Component Load: Heating: Natural Ventilation | kBtu | out.component_load.heating.natural_ventilation | out.component_load.heating.natural_ventilation | kWh | 0.29307 | Heating consumed by ventilation. Positive value for charging (including efficiency losoads); negative value for discharging
Output | yes | no | float | no | report_simulation_output.component_load_heating_rim_joists_m_btu | MBtu | out.component_load.heating.rim_joists..kwh | out.component_load.heating.rim_joists.kwh | kwh | 293.0711 | Component Load: Heating: Rim Joists | kBtu | out.component_load.heating.rim_joists | out.component_load.heating.rim_joists | kWh | 0.29307 | Heating consumed by joists. Positive value for charging (including efficiency losoads); negative value for discharging
Output | yes | no | float | no | report_simulation_output.component_load_heating_roofs_m_btu | MBtu | out.component_load.heating.roofs..kwh | out.component_load.heating.roofs.kwh | kwh | 293.0711 | Component Load: Heating: Roofs | kBtu | out.component_load.heating.roofs | out.component_load.heating.roofs | kWh | 0.29307 | Heating consumed by roofs. Positive value for charging (including efficiency losoads); negative value for discharging
Output | yes | no | float | no | report_simulation_output.component_load_heating_skylights_conduction_m_btu | MBtu | out.component_load.heating.skylights_conduction..kwh | out.component_load.heating.skylights_conduction.kwh | kwh | 293.0711 | Component Load: Heating: Skylights Conduction | kBtu | out.component_load.heating.skylights_conduction | out.component_load.heating.skylights_conduction | kWh | 0.29307 | Heating consumed by conduction. Positive value for charging (including efficiency losoads); negative value for discharging
Output | yes | no | float | no | report_simulation_output.component_load_heating_skylights_solar_m_btu | MBtu | out.component_load.heating.skylights_solar..kwh | out.component_load.heating.skylights_solar.kwh | kwh | 293.0711 | Component Load: Heating: Skylights Solar | kBtu | out.component_load.heating.skylights_solar | out.component_load.heating.skylights_solar | kWh | 0.29307 | Heating consumed by solar. Positive value for charging (including efficiency losoads); negative value for discharging
Output | yes | no | float | no | report_simulation_output.component_load_heating_slabs_m_btu | MBtu | out.component_load.heating.slabs..kwh | out.component_load.heating.slabs.kwh | kwh | 293.0711 | Component Load: Heating: Slabs | kBtu | out.component_load.heating.slabs | out.component_load.heating.slabs | kWh | 0.29307 | Heating consumed by slabs. Positive value for charging (including efficiency losoads); negative value for discharging
Output | yes | no | float | no | report_simulation_output.component_load_heating_walls_m_btu | MBtu | out.component_load.heating.walls..kwh | out.component_load.heating.walls.kwh | kwh | 293.0711 | Component Load: Heating: Walls | kBtu | out.component_load.heating.walls | out.component_load.heating.walls | kWh | 0.29307 | Heating consumed by walls. Positive value for charging (including efficiency losoads); negative value for discharging
Output | yes | no | float | no | report_simulation_output.component_load_heating_whole_house_fan_m_btu | MBtu | out.component_load.heating.whole_house_fan..kwh | out.component_load.heating.whole_house_fan.kwh | kwh | 293.0711 | Component Load: Heating: Whole House Fan | kBtu | out.component_load.heating.whole_house_fan | out.component_load.heating.whole_house_fan | kWh | 0.29307 | Heating consumed by supply hou (air distribution) or circulating fan_ (geothermal loop)
Output | yes | no | float | no | report_simulation_output.component_load_heating_windows_conduction_m_btu | MBtu | out.component_load.heating.windows_conduction..kwh | out.component_load.heating.windows_conduction.kwh | kwh | 293.0711 | Component Load: Heating: Windows Conduction | kBtu | out.component_load.heating.windows_conduction | out.component_load.heating.windows_conduction | kWh | 0.29307 | Heating consumed by conduction. Positive value for charging (including efficiency losoads); negative value for discharging
Output | yes | no | float | no | report_simulation_output.component_load_heating_windows_solar_m_btu | MBtu | out.component_load.heating.windows_solar..kwh | out.component_load.heating.windows_solar.kwh | kwh | 293.0711 | Component Load: Heating: Windows Solar | kBtu | out.component_load.heating.windows_solar | out.component_load.heating.windows_solar | kWh | 0.29307 | Heating consumed by solar. Positive value for charging (including efficiency losoads); negative value for discharging
Calculated | yes | yes | float | no |  |  | out.params.panel_load_total_load_savings.2023_nec_existing_dwelling_load_based..w | out.panel.load.total_load.2023_nec_existing_dwelling_load_based.w.savings | w | [7 empty] | Total amount of electrical load reduced from an energy measure per load-based method for existing dwelings per 2023 National Electrical Code | New in ResStock 2025.1
Calculated | yes | yes | integer | no |  |  | out.params.panel_load_occupied_capacity_savings.2023_nec_existing_dwelling_load_based..a | out.panel.load.occupied_capacity.2023_nec_existing_dwelling_load_based.a.savings | amp | [7 empty] | Total amount of occupied electrical capacity reduced from an energy measure per load-based method for existing dwelings per 2023 National Electrical Code | New in ResStock 2025.1
Calculated | yes | yes | integer | no |  |  | out.params.panel_breaker_space_occupied_savings_count | out.panel.breaker_space.occupied.count.savings | count | [7 empty] | Number of breaker spaces reduced from an energy measure | New in ResStock 2025.1
Calculated | yes | yes | boolean | no |  |  | out.params.panel_constraint_capacity.2023_nec_existing_dwelling_load_based | out.panel.constraint.capacity.2023_nec_existing_dwelling_load_based | bool | [7 empty] | Whether electric panel is capacity-constrained per the given method, defined as when out.panel.load.headroom_capacity.2023_nec_existing_dwelling_load_based.a < 0 | New in ResStock 2025.1
Calculated | yes | yes | boolean | no |  |  | out.params.panel_constraint_breaker_space | out.panel.constraint.breaker_space | bool | [7 empty] | Whether electric panel is space-constrained, defined as when out.panel.breaker_space.headroom.count < 0 | New in ResStock 2025.1
Calculated | yes | yes | string | no |  |  | out.params.panel_constraint_overall.2023_nec_existing_dwelling_load_based | out.panel.constraint.overall.2023_nec_existing_dwelling_load_based | categorical | [7 empty] | Summarize overall electric panel constraint per the given method as "No Constraint", "Space Constrained Only", "Capacity Constrained Only", or "Capacity and Space Constrained" | New in ResStock 2025.1
Calculated | yes | yes | float | no |  |  | out.energy_burden..percentage | out.energy_burden.percentage | percentage | [7 empty] | Percentage of income spent on energy | out.energy_burden.percentage | Are you removing Evs from this? I think burden is technically non-transportation energy?
Calculated | yes | yes | float | no |  |  |  | out.electricity.battery.energy_consumption_intensity | kwh/sqft |  |  |  | out.electricity.battery.energy_consumption_intensity | out.electricity.battery.energy_consumption_intensity | kwh/sqft |  | Calculated from annual energy consumption by dividing by conditioned floor area | Not published in ResStock 2024.2
Calculated | yes | yes | float | no |  |  |  | out.electricity.ceiling_fan.energy_consumption_intensity | kwh/sqft |  |  |  | out.electricity.ceiling_fan.energy_consumption_intensity | out.electricity.ceiling_fan.energy_consumption_intensity | kwh/sqft |  | Calculated from annual energy consumption by dividing by conditioned floor area | Not published in ResStock 2024.2
Calculated | yes | yes | float | no |  |  |  | out.electricity.clothes_dryer.energy_consumption_intensity | kwh/sqft |  |  |  | out.electricity.clothes_dryer.energy_consumption_intensity | out.electricity.clothes_dryer.energy_consumption_intensity | kwh/sqft |  | Calculated from annual energy consumption by dividing by conditioned floor area | Not published in ResStock 2024.2
Calculated | yes | yes | float | no |  |  |  | out.electricity.clothes_washer.energy_consumption_intensity | kwh/sqft |  |  |  | out.electricity.clothes_washer.energy_consumption_intensity | out.electricity.clothes_washer.energy_consumption_intensity | kwh/sqft |  | Calculated from annual energy consumption by dividing by conditioned floor area | Not published in ResStock 2024.2
Calculated | yes | yes | float | no |  |  |  | out.electricity.cooling_fans_pumps.energy_consumption_intensity | kwh/sqft |  |  |  | out.electricity.cooling_fans_pumps.energy_consumption_intensity | out.electricity.cooling_fans_pumps.energy_consumption_intensity | kwh/sqft |  | Calculated from annual energy consumption by dividing by conditioned floor area | Not published in ResStock 2024.2
Calculated | yes | yes | float | no |  |  |  | out.electricity.cooling.energy_consumption_intensity | kwh/sqft |  |  |  | out.electricity.cooling.energy_consumption_intensity | out.electricity.cooling.energy_consumption_intensity | kwh/sqft |  | Calculated from annual energy consumption by dividing by conditioned floor area | Not published in ResStock 2024.2
Calculated | yes | yes | float | no |  |  |  | out.electricity.dehumidifier.energy_consumption_intensity | kwh/sqft |  |  |  | out.electricity.dehumidifier.energy_consumption_intensity | out.electricity.dehumidifier.energy_consumption_intensity | kwh/sqft |  | Calculated from annual energy consumption by dividing by conditioned floor area | Not published in ResStock 2024.2
Calculated | yes | yes | float | no |  |  |  | out.electricity.dishwasher.energy_consumption_intensity | kwh/sqft |  |  |  | out.electricity.dishwasher.energy_consumption_intensity | out.electricity.dishwasher.energy_consumption_intensity | kwh/sqft |  | Calculated from annual energy consumption by dividing by conditioned floor area | Not published in ResStock 2024.2
Calculated | yes | yes | float | no |  |  |  | out.electricity.ev_charging.energy_consumption_intensity | kwh/sqft |  |  |  | out.electricity.ev_charging.energy_consumption_intensity | out.electricity.ev_charging.energy_consumption_intensity | kwh/sqft |  | Calculated from annual energy consumption by dividing by conditioned floor area | Not published in ResStock 2024.2
Calculated | yes | yes | float | no |  |  |  | out.electricity.freezer.energy_consumption_intensity | kwh/sqft |  |  |  | out.electricity.freezer.energy_consumption_intensity | out.electricity.freezer.energy_consumption_intensity | kwh/sqft |  | Calculated from annual energy consumption by dividing by conditioned floor area | Not published in ResStock 2024.2
Calculated | yes | yes | float | no |  |  |  | out.electricity.generator.energy_consumption_intensity | kwh/sqft |  |  |  | out.electricity.generator.energy_consumption_intensity | out.electricity.generator.energy_consumption_intensity | kwh/sqft |  | Calculated from annual energy consumption by dividing by conditioned floor area | Not published in ResStock 2024.2
Calculated | yes | yes | float | no |  |  |  | out.electricity.heating_fans_pumps.energy_consumption_intensity | kwh/sqft |  |  |  | out.electricity.heating_fans_pumps.energy_consumption_intensity | out.electricity.heating_fans_pumps.energy_consumption_intensity | kwh/sqft |  | Calculated from annual energy consumption by dividing by conditioned floor area | Not published in ResStock 2024.2
Calculated | yes | yes | float | no |  |  |  | out.electricity.heating_hp_bkup.energy_consumption_intensity | kwh/sqft |  |  |  | out.electricity.heating_hp_bkup.energy_consumption_intensity | out.electricity.heating_hp_bkup.energy_consumption_intensity | kwh/sqft |  | Calculated from annual energy consumption by dividing by conditioned floor area | Not published in ResStock 2024.2
Calculated | yes | yes | float | no |  |  |  | out.electricity.heating_hp_bkup_fa.energy_consumption_intensity | kwh/sqft |  |  |  | out.electricity.heating_hp_bkup_fa.energy_consumption_intensity | out.electricity.heating_hp_bkup_fa.energy_consumption_intensity | kwh/sqft |  | Calculated from annual energy consumption by dividing by conditioned floor area | Not published in ResStock 2024.2
Calculated | yes | yes | float | no |  |  |  | out.electricity.heating.energy_consumption_intensity | kwh/sqft |  |  |  | out.electricity.heating.energy_consumption_intensity | out.electricity.heating.energy_consumption_intensity | kwh/sqft |  | Calculated from annual energy consumption by dividing by conditioned floor area | Not published in ResStock 2024.2
Calculated | yes | yes | float | no |  |  |  | out.electricity.permanent_spa_heat.energy_consumption_intensity | kwh/sqft |  |  |  | out.electricity.permanent_spa_heat.energy_consumption_intensity | out.electricity.permanent_spa_heat.energy_consumption_intensity | kwh/sqft |  | Calculated from annual energy consumption by dividing by conditioned floor area | Not published in ResStock 2024.2
Calculated | yes | yes | float | no |  |  |  | out.electricity.permanent_spa_pump.energy_consumption_intensity | kwh/sqft |  |  |  | out.electricity.permanent_spa_pump.energy_consumption_intensity | out.electricity.permanent_spa_pump.energy_consumption_intensity | kwh/sqft |  | Calculated from annual energy consumption by dividing by conditioned floor area | Not published in ResStock 2024.2
Calculated | yes | yes | float | no |  |  |  | out.electricity.hot_water.energy_consumption_intensity | kwh/sqft |  |  |  | out.electricity.hot_water.energy_consumption_intensity | out.electricity.hot_water.energy_consumption_intensity | kwh/sqft |  | Calculated from annual energy consumption by dividing by conditioned floor area | Not published in ResStock 2024.2
Calculated | yes | yes | float | no |  |  |  | out.electricity.hot_water_recirc_p.energy_consumption_intensity | kwh/sqft |  |  |  | out.electricity.hot_water_recirc_p.energy_consumption_intensity | out.electricity.hot_water_recirc_p.energy_consumption_intensity | kwh/sqft |  | Calculated from annual energy consumption by dividing by conditioned floor area | Not published in ResStock 2024.2
Calculated | yes | yes | float | no |  |  |  | out.electricity.hot_water_solar_th.energy_consumption_intensity | kwh/sqft |  |  |  | out.electricity.hot_water_solar_th.energy_consumption_intensity | out.electricity.hot_water_solar_th.energy_consumption_intensity | kwh/sqft |  | Calculated from annual energy consumption by dividing by conditioned floor area | Not published in ResStock 2024.2
Calculated | yes | yes | float | no |  |  |  | out.electricity.lighting_exterior.energy_consumption_intensity | kwh/sqft |  |  |  | out.electricity.lighting_exterior.energy_consumption_intensity | out.electricity.lighting_exterior.energy_consumption_intensity | kwh/sqft |  | Calculated from annual energy consumption by dividing by conditioned floor area | Not published in ResStock 2024.2
Calculated | yes | yes | float | no |  |  |  | out.electricity.lighting_garage.energy_consumption_intensity | kwh/sqft |  |  |  | out.electricity.lighting_garage.energy_consumption_intensity | out.electricity.lighting_garage.energy_consumption_intensity | kwh/sqft |  | Calculated from annual energy consumption by dividing by conditioned floor area | Not published in ResStock 2024.2
Calculated | yes | yes | float | no |  |  |  | out.electricity.lighting_interior.energy_consumption_intensity | kwh/sqft |  |  |  | out.electricity.lighting_interior.energy_consumption_intensity | out.electricity.lighting_interior.energy_consumption_intensity | kwh/sqft |  | Calculated from annual energy consumption by dividing by conditioned floor area | Not published in ResStock 2024.2
Calculated | yes | yes | float | no |  |  |  | out.electricity.mech_vent.energy_consumption_intensity | kwh/sqft |  |  |  | out.electricity.mech_vent.energy_consumption_intensity | out.electricity.mech_vent.energy_consumption_intensity | kwh/sqft |  | Calculated from annual energy consumption by dividing by conditioned floor area | Not published in ResStock 2024.2
Calculated | yes | yes | float | no |  |  |  | out.electricity.mech_vent_precool.energy_consumption_intensity | kwh/sqft |  |  |  | out.electricity.mech_vent_precool.energy_consumption_intensity | out.electricity.mech_vent_precool.energy_consumption_intensity | kwh/sqft |  | Calculated from annual energy consumption by dividing by conditioned floor area | Not published in ResStock 2024.2
Calculated | yes | yes | float | no |  |  |  | out.electricity.mech_vent_preheat.energy_consumption_intensity | kwh/sqft |  |  |  | out.electricity.mech_vent_preheat.energy_consumption_intensity | out.electricity.mech_vent_preheat.energy_consumption_intensity | kwh/sqft |  | Calculated from annual energy consumption by dividing by conditioned floor area | Not published in ResStock 2024.2
Calculated | yes | yes | float | no |  |  |  | out.electricity.plug_loads.energy_consumption_intensity | kwh/sqft |  |  |  | out.electricity.plug_loads.energy_consumption_intensity | out.electricity.plug_loads.energy_consumption_intensity | kwh/sqft |  | Calculated from annual energy consumption by dividing by conditioned floor area | Not published in ResStock 2024.2
Calculated | yes | yes | float | no |  |  |  | out.electricity.pool_heater.energy_consumption_intensity | kwh/sqft |  |  |  | out.electricity.pool_heater.energy_consumption_intensity | out.electricity.pool_heater.energy_consumption_intensity | kwh/sqft |  | Calculated from annual energy consumption by dividing by conditioned floor area | Not published in ResStock 2024.2
Calculated | yes | yes | float | no |  |  |  | out.electricity.pool_pump.energy_consumption_intensity | kwh/sqft |  |  |  | out.electricity.pool_pump.energy_consumption_intensity | out.electricity.pool_pump.energy_consumption_intensity | kwh/sqft |  | Calculated from annual energy consumption by dividing by conditioned floor area | Not published in ResStock 2024.2
Calculated | yes | yes | float | no |  |  |  | out.electricity.pv.energy_consumption_intensity | kwh/sqft |  |  |  | out.electricity.pv.energy_consumption_intensity | out.electricity.pv.energy_consumption_intensity | kwh/sqft |  | Calculated from annual energy consumption by dividing by conditioned floor area | Not published in ResStock 2024.2
Calculated | yes | yes | float | no |  |  |  | out.electricity.range_oven.energy_consumption_intensity | kwh/sqft |  |  |  | out.electricity.range_oven.energy_consumption_intensity | out.electricity.range_oven.energy_consumption_intensity | kwh/sqft |  | Calculated from annual energy consumption by dividing by conditioned floor area | Not published in ResStock 2024.2
Calculated | yes | yes | float | no |  |  |  | out.electricity.refrigerator.energy_consumption_intensity | kwh/sqft |  |  |  | out.electricity.refrigerator.energy_consumption_intensity | out.electricity.refrigerator.energy_consumption_intensity | kwh/sqft |  | Calculated from annual energy consumption by dividing by conditioned floor area | Not published in ResStock 2024.2
Calculated | yes | yes | float | no |  |  |  | out.electricity.television.energy_consumption_intensity | kwh/sqft |  |  |  | out.electricity.television.energy_consumption_intensity | out.electricity.television.energy_consumption_intensity | kwh/sqft |  | Calculated from annual energy consumption by dividing by conditioned floor area | Not published in ResStock 2024.2
Calculated | yes | yes | float | no |  |  |  | out.electricity.well_pump.energy_consumption_intensity | kwh/sqft |  |  |  | out.electricity.well_pump.energy_consumption_intensity | out.electricity.well_pump.energy_consumption_intensity | kwh/sqft |  | Calculated from annual energy consumption by dividing by conditioned floor area | Not published in ResStock 2024.2
Calculated | yes | yes | float | no |  |  |  | out.electricity.whole_house_fan.energy_consumption_intensity | kwh/sqft |  |  |  | out.electricity.whole_house_fan.energy_consumption_intensity | out.electricity.whole_house_fan.energy_consumption_intensity | kwh/sqft |  | Calculated from annual energy consumption by dividing by conditioned floor area | Not published in ResStock 2024.2
Calculated | yes | yes | float | no |  |  |  | out.fuel_oil.clothes_dryer.energy_consumption_intensity | kwh/sqft |  |  |  | out.fuel_oil.clothes_dryer.energy_consumption_intensity | out.fuel_oil.clothes_dryer.energy_consumption_intensity | kwh/sqft |  | Calculated from annual energy consumption by dividing by conditioned floor area | Not published in ResStock 2024.2
Calculated | yes | yes | float | no |  |  |  | out.fuel_oil.fireplace.energy_consumption_intensity | kwh/sqft |  |  |  | out.fuel_oil.fireplace.energy_consumption_intensity | out.fuel_oil.fireplace.energy_consumption_intensity | kwh/sqft |  | Calculated from annual energy consumption by dividing by conditioned floor area | Not published in ResStock 2024.2
Calculated | yes | yes | float | no |  |  |  | out.fuel_oil.generator.energy_consumption_intensity | kwh/sqft |  |  |  | out.fuel_oil.generator.energy_consumption_intensity | out.fuel_oil.generator.energy_consumption_intensity | kwh/sqft |  | Calculated from annual energy consumption by dividing by conditioned floor area | Not published in ResStock 2024.2
Calculated | yes | yes | float | no |  |  |  | out.fuel_oil.grill.energy_consumption_intensity | kwh/sqft |  |  |  | out.fuel_oil.grill.energy_consumption_intensity | out.fuel_oil.grill.energy_consumption_intensity | kwh/sqft |  | Calculated from annual energy consumption by dividing by conditioned floor area | Not published in ResStock 2024.2
Calculated | yes | yes | float | no |  |  |  | out.fuel_oil.heating_hp_bkup.energy_consumption_intensity | kwh/sqft |  |  |  | out.fuel_oil.heating_hp_bkup.energy_consumption_intensity | out.fuel_oil.heating_hp_bkup.energy_consumption_intensity | kwh/sqft |  | Calculated from annual energy consumption by dividing by conditioned floor area | Not published in ResStock 2024.2
Calculated | yes | yes | float | no |  |  |  | out.fuel_oil.heating.energy_consumption_intensity | kwh/sqft |  |  |  | out.fuel_oil.heating.energy_consumption_intensity | out.fuel_oil.heating.energy_consumption_intensity | kwh/sqft |  | Calculated from annual energy consumption by dividing by conditioned floor area | Not published in ResStock 2024.2
Calculated | yes | yes | float | no |  |  |  | out.fuel_oil.hot_water.energy_consumption_intensity | kwh/sqft |  |  |  | out.fuel_oil.hot_water.energy_consumption_intensity | out.fuel_oil.hot_water.energy_consumption_intensity | kwh/sqft |  | Calculated from annual energy consumption by dividing by conditioned floor area | Not published in ResStock 2024.2
Calculated | yes | yes | float | no |  |  |  | out.fuel_oil.lighting.energy_consumption_intensity | kwh/sqft |  |  |  | out.fuel_oil.lighting.energy_consumption_intensity | out.fuel_oil.lighting.energy_consumption_intensity | kwh/sqft |  | Calculated from annual energy consumption by dividing by conditioned floor area | Not published in ResStock 2024.2
Calculated | yes | yes | float | no |  |  |  | out.fuel_oil.mech_vent_preheating.energy_consumption_intensity | kwh/sqft |  |  |  | out.fuel_oil.mech_vent_preheating.energy_consumption_intensity | out.fuel_oil.mech_vent_preheating.energy_consumption_intensity | kwh/sqft |  | Calculated from annual energy consumption by dividing by conditioned floor area | Not published in ResStock 2024.2
Calculated | yes | yes | float | no |  |  |  | out.fuel_oil.range_oven.energy_consumption_intensity | kwh/sqft |  |  |  | out.fuel_oil.range_oven.energy_consumption_intensity | out.fuel_oil.range_oven.energy_consumption_intensity | kwh/sqft |  | Calculated from annual energy consumption by dividing by conditioned floor area | Not published in ResStock 2024.2
Calculated | yes | yes | float | no |  |  |  | out.natural_gas.clothes_dryer.energy_consumption_intensity | kwh/sqft |  |  |  | out.natural_gas.clothes_dryer.energy_consumption_intensity | out.natural_gas.clothes_dryer.energy_consumption_intensity | kwh/sqft |  | Calculated from annual energy consumption by dividing by conditioned floor area | Not published in ResStock 2024.2
Calculated | yes | yes | float | no |  |  |  | out.natural_gas.fireplace.energy_consumption_intensity | kwh/sqft |  |  |  | out.natural_gas.fireplace.energy_consumption_intensity | out.natural_gas.fireplace.energy_consumption_intensity | kwh/sqft |  | Calculated from annual energy consumption by dividing by conditioned floor area | Not published in ResStock 2024.2
Calculated | yes | yes | float | no |  |  |  | out.natural_gas.generator.energy_consumption_intensity | kwh/sqft |  |  |  | out.natural_gas.generator.energy_consumption_intensity | out.natural_gas.generator.energy_consumption_intensity | kwh/sqft |  | Calculated from annual energy consumption by dividing by conditioned floor area | Not published in ResStock 2024.2
Calculated | yes | yes | float | no |  |  |  | out.natural_gas.grill.energy_consumption_intensity | kwh/sqft |  |  |  | out.natural_gas.grill.energy_consumption_intensity | out.natural_gas.grill.energy_consumption_intensity | kwh/sqft |  | Calculated from annual energy consumption by dividing by conditioned floor area | Not published in ResStock 2024.2
Calculated | yes | yes | float | no |  |  |  | out.natural_gas.heating_hp_bkup.energy_consumption_intensity | kwh/sqft |  |  |  | out.natural_gas.heating_hp_bkup.energy_consumption_intensity | out.natural_gas.heating_hp_bkup.energy_consumption_intensity | kwh/sqft |  | Calculated from annual energy consumption by dividing by conditioned floor area | Not published in ResStock 2024.2
Calculated | yes | yes | float | no |  |  |  | out.natural_gas.heating.energy_consumption_intensity | kwh/sqft |  |  |  | out.natural_gas.heating.energy_consumption_intensity | out.natural_gas.heating.energy_consumption_intensity | kwh/sqft |  | Calculated from annual energy consumption by dividing by conditioned floor area | Not published in ResStock 2024.2
Calculated | yes | yes | float | no |  |  |  | out.natural_gas.permanent_spa_heat.energy_consumption_intensity | kwh/sqft |  |  |  | out.natural_gas.permanent_spa_heat.energy_consumption_intensity | out.natural_gas.permanent_spa_heat.energy_consumption_intensity | kwh/sqft |  | Calculated from annual energy consumption by dividing by conditioned floor area | Not published in ResStock 2024.2
Calculated | yes | yes | float | no |  |  |  | out.natural_gas.hot_water.energy_consumption_intensity | kwh/sqft |  |  |  | out.natural_gas.hot_water.energy_consumption_intensity | out.natural_gas.hot_water.energy_consumption_intensity | kwh/sqft |  | Calculated from annual energy consumption by dividing by conditioned floor area | Not published in ResStock 2024.2
Calculated | yes | yes | float | no |  |  |  | out.natural_gas.lighting.energy_consumption_intensity | kwh/sqft |  |  |  | out.natural_gas.lighting.energy_consumption_intensity | out.natural_gas.lighting.energy_consumption_intensity | kwh/sqft |  | Calculated from annual energy consumption by dividing by conditioned floor area | Not published in ResStock 2024.2
Calculated | yes | yes | float | no |  |  |  | out.natural_gas.mech_vent_preheat.energy_consumption_intensity | kwh/sqft |  |  |  | out.natural_gas.mech_vent_preheat.energy_consumption_intensity | out.natural_gas.mech_vent_preheat.energy_consumption_intensity | kwh/sqft |  | Calculated from annual energy consumption by dividing by conditioned floor area | Not published in ResStock 2024.2
Calculated | yes | yes | float | no |  |  |  | out.natural_gas.pool_heater.energy_consumption_intensity | kwh/sqft |  |  |  | out.natural_gas.pool_heater.energy_consumption_intensity | out.natural_gas.pool_heater.energy_consumption_intensity | kwh/sqft |  | Calculated from annual energy consumption by dividing by conditioned floor area | Not published in ResStock 2024.2
Calculated | yes | yes | float | no |  |  |  | out.natural_gas.range_oven.energy_consumption_intensity | kwh/sqft |  |  |  | out.natural_gas.range_oven.energy_consumption_intensity | out.natural_gas.range_oven.energy_consumption_intensity | kwh/sqft |  | Calculated from annual energy consumption by dividing by conditioned floor area | Not published in ResStock 2024.2
Calculated | yes | yes | float | no |  |  |  | out.propane.clothes_dryer.energy_consumption_intensity | kwh/sqft |  |  |  | out.propane.clothes_dryer.energy_consumption_intensity | out.propane.clothes_dryer.energy_consumption_intensity | kwh/sqft |  | Calculated from annual energy consumption by dividing by conditioned floor area | Not published in ResStock 2024.2
Calculated | yes | yes | float | no |  |  |  | out.propane.fireplace.energy_consumption_intensity | kwh/sqft |  |  |  | out.propane.fireplace.energy_consumption_intensity | out.propane.fireplace.energy_consumption_intensity | kwh/sqft |  | Calculated from annual energy consumption by dividing by conditioned floor area | Not published in ResStock 2024.2
Calculated | yes | yes | float | no |  |  |  | out.propane.generator.energy_consumption_intensity | kwh/sqft |  |  |  | out.propane.generator.energy_consumption_intensity | out.propane.generator.energy_consumption_intensity | kwh/sqft |  | Calculated from annual energy consumption by dividing by conditioned floor area | Not published in ResStock 2024.2
Calculated | yes | yes | float | no |  |  |  | out.propane.grill.energy_consumption_intensity | kwh/sqft |  |  |  | out.propane.grill.energy_consumption_intensity | out.propane.grill.energy_consumption_intensity | kwh/sqft |  | Calculated from annual energy consumption by dividing by conditioned floor area | Not published in ResStock 2024.2
Calculated | yes | yes | float | no |  |  |  | out.propane.heating_hp_bkup.energy_consumption_intensity | kwh/sqft |  |  |  | out.propane.heating_hp_bkup.energy_consumption_intensity | out.propane.heating_hp_bkup.energy_consumption_intensity | kwh/sqft |  | Calculated from annual energy consumption by dividing by conditioned floor area | Not published in ResStock 2024.2
Calculated | yes | yes | float | no |  |  |  | out.propane.heating.energy_consumption_intensity | kwh/sqft |  |  |  | out.propane.heating.energy_consumption_intensity | out.propane.heating.energy_consumption_intensity | kwh/sqft |  | Calculated from annual energy consumption by dividing by conditioned floor area | Not published in ResStock 2024.2
Calculated | yes | yes | float | no |  |  |  | out.propane.hot_water.energy_consumption_intensity | kwh/sqft |  |  |  | out.propane.hot_water.energy_consumption_intensity | out.propane.hot_water.energy_consumption_intensity | kwh/sqft |  | Calculated from annual energy consumption by dividing by conditioned floor area | Not published in ResStock 2024.2
Calculated | yes | yes | float | no |  |  |  | out.propane.lighting.energy_consumption_intensity | kwh/sqft |  |  |  | out.propane.lighting.energy_consumption_intensity | out.propane.lighting.energy_consumption_intensity | kwh/sqft |  | Calculated from annual energy consumption by dividing by conditioned floor area | Not published in ResStock 2024.2
Calculated | yes | yes | float | no |  |  |  | out.propane.mech_vent_preheating.energy_consumption_intensity | kwh/sqft |  |  |  | out.propane.mech_vent_preheating.energy_consumption_intensity | out.propane.mech_vent_preheating.energy_consumption_intensity | kwh/sqft |  | Calculated from annual energy consumption by dividing by conditioned floor area | Not published in ResStock 2024.2
Calculated | yes | yes | float | no |  |  |  | out.propane.range_oven.energy_consumption_intensity | kwh/sqft |  |  |  | out.propane.range_oven.energy_consumption_intensity | out.propane.range_oven.energy_consumption_intensity | kwh/sqft |  | Calculated from annual energy consumption by dividing by conditioned floor area | Not published in ResStock 2024.2
Calculated | yes | yes | float | no |  |  |  | out.site_energy.net.energy_consumption_intensity | kwh/sqft |  |  |  | out.site_energy.net.energy_consumption_intensity | out.site_energy.net.energy_consumption_intensity | kwh/sqft |  | Calculated from annual energy consumption by dividing by conditioned floor area | Not published in ResStock 2024.2
Calculated | yes | yes | float | no |  |  |  | out.site_energy.total.energy_consumption_intensity | kwh/sqft |  |  |  | out.site_energy.total.energy_consumption_intensity | out.site_energy.total.energy_consumption_intensity | kwh/sqft |  | Calculated from annual energy consumption by dividing by conditioned floor area | Not published in ResStock 2024.2
Calculated | yes | yes | float | no |  |  |  | out.electricity.net.energy_consumption_intensity | kwh/sqft |  |  |  | out.electricity.net.energy_consumption_intensity | out.electricity.net.energy_consumption_intensity | kwh/sqft |  | Calculated from annual energy consumption by dividing by conditioned floor area | Not published in ResStock 2024.2
Calculated | yes | yes | float | no |  |  |  | out.electricity.total.energy_consumption_intensity | kwh/sqft |  |  |  | out.electricity.total.energy_consumption_intensity | out.electricity.total.energy_consumption_intensity | kwh/sqft |  | Calculated from annual energy consumption by dividing by conditioned floor area | Not published in ResStock 2024.2
Calculated | yes | yes | float | no |  |  |  | out.fuel_oil.total.energy_consumption_intensity | kwh/sqft |  |  |  | out.fuel_oil.total.energy_consumption_intensity | out.fuel_oil.total.energy_consumption_intensity | kwh/sqft |  | Calculated from annual energy consumption by dividing by conditioned floor area | Not published in ResStock 2024.2
Calculated | yes | yes | float | no |  |  |  | out.natural_gas.total.energy_consumption_intensity | kwh/sqft |  |  |  | out.natural_gas.total.energy_consumption_intensity | out.natural_gas.total.energy_consumption_intensity | kwh/sqft |  | Calculated from annual energy consumption by dividing by conditioned floor area | Not published in ResStock 2024.2
Calculated | yes | yes | float | no |  |  |  | out.propane.total.energy_consumption_intensity | kwh/sqft |  |  |  | out.propane.total.energy_consumption_intensity | out.propane.total.energy_consumption_intensity | kwh/sqft |  | Calculated from annual energy consumption by dividing by conditioned floor area | Not published in ResStock 2024.2
Calculated | no | no | float | no |  |  | out.electricity.battery.energy_savings..kwh | out.electricity.battery.energy_consumption.savings | kwh |  |  |  | out.electricity.battery.energy_consumption.savings | out.electricity.battery.energy_consumption.savings | kWh |  | Electricity savings from battery. Positive value for charging (including efficiency losses); negative value for discharging.
Calculated | yes | yes | float | no |  |  | out.electricity.ceiling_fan.energy_savings..kwh | out.electricity.ceiling_fan.energy_consumption.savings | kwh |  |  |  | out.electricity.ceiling_fan.energy_consumption.savings | out.electricity.ceiling_fan.energy_consumption.savings | kWh |  | Electricity savings from ceiling fan. | out.electricity.ceiling_fan.energy_consumption.kwh.savings
Calculated | yes | yes | float | no |  |  | out.electricity.clothes_dryer.energy_savings..kwh | out.electricity.clothes_dryer.energy_consumption.savings | kwh |  |  |  | out.electricity.clothes_dryer.energy_consumption.savings | out.electricity.clothes_dryer.energy_consumption.savings | kWh |  | Electricity savings from clothes dryer. | out.electricity.clothes_dryer.energy_consumption.kwh.savings
Calculated | yes | yes | float | no |  |  | out.electricity.clothes_washer.energy_savings..kwh | out.electricity.clothes_washer.energy_consumption.savings | kwh |  |  |  | out.electricity.clothes_washer.energy_consumption.savings | out.electricity.clothes_washer.energy_consumption.savings | kWh |  | Electricity savings from clothes washer. | out.electricity.clothes_washer.energy_consumption.kwh.savings
Calculated | yes | yes | float | no |  |  | out.electricity.cooling_fans_pumps.energy_savings..kwh | out.electricity.cooling_fans_pumps.energy_consumption.savings | kwh |  |  |  | out.electricity.cooling_fans_pumps.energy_consumption.savings | out.electricity.cooling_fans_pumps.energy_consumption.savings | kWh |  | Electricity savings from supply fan (air distribution) or circulating pump (geothermal loop) during cooling. | out.electricity.cooling_fans_pumps.energy_consumption.kwh.savings
Calculated | yes | yes | float | no |  |  | out.electricity.cooling.energy_savings..kwh | out.electricity.cooling.energy_consumption.savings | kwh |  |  |  | out.electricity.cooling.energy_consumption.savings | out.electricity.cooling.energy_consumption.savings | kWh |  | Electricity savings from cooling systems excludes usage by fans/pumps. | out.electricity.cooling.energy_consumption.kwh.savings
Calculated | no | no | float | no |  |  | out.electricity.dehumidifier.energy_savings..kwh | out.electricity.dehumidifier.energy_consumption.savings | kwh |  |  |  | out.electricity.dehumidifier.energy_consumption.savings | out.electricity.dehumidifier.energy_consumption.savings | kWh |  | Electricity savings from dehumidifier.
Calculated | yes | yes | float | no |  |  | out.electricity.dishwasher.energy_savings..kwh | out.electricity.dishwasher.energy_consumption.savings | kwh |  |  |  | out.electricity.dishwasher.energy_consumption.savings | out.electricity.dishwasher.energy_consumption.savings | kWh |  | Electricity savings from dishwasher. | out.electricity.dishwasher.energy_consumption.kwh.savings
Calculated | yes | yes | float | no |  |  | out.electricity.ev_charging.energy_savings..kwh | out.electricity.ev_charging.energy_consumption.savings | kwh |  |  |  | out.electricity.ev_charging.energy_consumption.savings | out.electricity.ev_charging.energy_consumption.savings | kWh |  | Electricity savings from electric vehicle charging. | New in ResStock 2025.1
Calculated | yes | yes | float | no |  |  | out.electricity.freezer.energy_savings..kwh | out.electricity.freezer.energy_consumption.savings | kwh |  |  |  | out.electricity.freezer.energy_consumption.savings | out.electricity.freezer.energy_consumption.savings | kWh |  | Electricity savings from standalone freezers. | out.electricity.freezer.energy_consumption.kwh.savings
Calculated | no | no | float | no |  |  | out.electricity.generator.energy_savings..kwh | out.electricity.generator.energy_consumption.savings | kwh |  |  |  | out.electricity.generator.energy_consumption.savings | out.electricity.generator.energy_consumption.savings | kWh |  | Electricity savings from generator. Negative value for any power produced.
Calculated | yes | yes | float | no |  |  | out.electricity.heating_fans_pumps.energy_savings..kwh | out.electricity.heating_fans_pumps.energy_consumption.savings | kwh |  |  |  | out.electricity.heating_fans_pumps.energy_consumption.savings | out.electricity.heating_fans_pumps.energy_consumption.savings | kWh |  | Electricity savings from supply fan (air distribution) or circulating pump (hydronic distribution or geothermal loop) during heating. | out.electricity.heating_fans_pumps.energy_consumption.kwh.savings
Calculated | yes | yes | float | no |  |  | out.electricity.heating_hp_bkup.energy_savings..kwh | out.electricity.heating_hp_bkup.energy_consumption.savings | kwh |  |  |  | out.electricity.heating_hp_bkup.energy_consumption.savings | out.electricity.heating_hp_bkup.energy_consumption.savings | kWh |  | Electricity savings from heat pump backup, excludes usage by heat pump backup fans/pumps. | out.electricity.heating_hp_bkup.energy_consumption.kwh.savings
Calculated | yes | yes | float | no |  |  | out.electricity.heating_hp_bkup_fa.energy_savings..kwh | out.electricity.heating_hp_bkup_fa.energy_consumption.savings | kwh |  |  |  | out.electricity.heating_hp_bkup_fa.energy_consumption.savings | out.electricity.heating_hp_bkup_fa.energy_consumption.savings | kWh |  | Electricity savings from supply fan (air distribution) or circulating pump (hydronic distribution) during heat pump backup. | out.electricity.heating_hp_bkup_fa.energy_consumption.kwh.savings
Calculated | yes | yes | float | no |  |  | out.electricity.heating.energy_savings..kwh | out.electricity.heating.energy_consumption.savings | kwh |  |  |  | out.electricity.heating.energy_consumption.savings | out.electricity.heating.energy_consumption.savings | kWh |  | Electricity savings from heating systems excludes usage by fans/pumps. | out.electricity.heating.energy_consumption.kwh.savings
Calculated | yes | yes | float | no |  |  | out.electricity.permanent_spa_heat.energy_savings..kwh | out.electricity.permanent_spa_heat.energy_consumption.savings | kwh |  |  |  | out.electricity.permanent_spa_heat.energy_consumption.savings | out.electricity.permanent_spa_heat.energy_consumption.savings | kWh |  | Electricity savings from spa heating. | out.electricity.permanent_spa_heat.energy_consumption.kwh.savings
Calculated | yes | yes | float | no |  |  | out.electricity.permanent_spa_pump.energy_savings..kwh | out.electricity.permanent_spa_pump.energy_consumption.savings | kwh |  |  |  | out.electricity.permanent_spa_pump.energy_consumption.savings | out.electricity.permanent_spa_pump.energy_consumption.savings | kWh |  | Electricity savings from spa pump. | out.electricity.permanent_spa_pump.energy_consumption.kwh.savings
Calculated | yes | yes | float | no |  |  | out.electricity.hot_water.energy_savings..kwh | out.electricity.hot_water.energy_consumption.savings | kwh |  |  |  | out.electricity.hot_water.energy_consumption.savings | out.electricity.hot_water.energy_consumption.savings | kWh |  | Electricity savings from hot water system excludes recirc pump and solar thermal pump. | out.electricity.hot_water.energy_consumption.kwh.savings
Calculated | no | no | float | no |  |  | out.electricity.hot_water_recirc_p.energy_savings..kwh | out.electricity.hot_water_recirc_p.energy_consumption.savings | kwh |  |  |  | out.electricity.hot_water_recirc_p.energy_consumption.savings | out.electricity.hot_water_recirc_p.energy_consumption.savings | kWh |  | Electricity savings from hot water recirc pump and solar thermal pump.
Calculated | yes | yes | float | no |  |  | out.electricity.hot_water_solar_th.energy_savings..kwh | out.electricity.hot_water_solar_th.energy_consumption.savings | kwh |  |  |  | out.electricity.hot_water_solar_th.energy_consumption.savings | out.electricity.hot_water_solar_th.energy_consumption.savings | kWh |  | Electricity savings from solar thermal hot water system. Non-zero only when using detailed (not simple) solar thermal inputs | New in ResStock 2025.1
Calculated | yes | yes | float | no |  |  | out.electricity.lighting_exterior.energy_savings..kwh | out.electricity.lighting_exterior.energy_consumption.savings | kwh |  |  |  | out.electricity.lighting_exterior.energy_consumption.savings | out.electricity.lighting_exterior.energy_consumption.savings | kWh |  | Electricity savings from exterior lighting, includes exterior holiday lighting. | out.electricity.lighting_exterior.energy_consumption.kwh.savings
Calculated | yes | yes | float | no |  |  | out.electricity.lighting_garage.energy_savings..kwh | out.electricity.lighting_garage.energy_consumption.savings | kwh |  |  |  | out.electricity.lighting_garage.energy_consumption.savings | out.electricity.lighting_garage.energy_consumption.savings | kWh |  | Electricity savings from lighting in the garage. | out.electricity.lighting_garage.energy_consumption.kwh.savings
Calculated | yes | yes | float | no |  |  | out.electricity.lighting_interior.energy_savings..kwh | out.electricity.lighting_interior.energy_consumption.savings | kwh |  |  |  | out.electricity.lighting_interior.energy_consumption.savings | out.electricity.lighting_interior.energy_consumption.savings | kWh |  | Electricity savings from interior lighting. | out.electricity.lighting_interior.energy_consumption.kwh.savings
Calculated | yes | yes | float | no |  |  | out.electricity.mech_vent.energy_savings..kwh | out.electricity.mech_vent.energy_consumption.savings | kwh |  |  |  | out.electricity.mech_vent.energy_consumption.savings | out.electricity.mech_vent.energy_consumption.savings | kWh |  | Electricity savings from mechanical ventilation system, excludes preheating/precooling | out.electricity.mech_vent.energy_consumption.kwh.savings
Calculated | no | no | float | no |  |  | out.electricity.mech_vent_precool.energy_savings..kwh | out.electricity.mech_vent_precool.energy_consumption.savings | kwh |  |  |  | out.electricity.mech_vent_precool.energy_consumption.savings | out.electricity.mech_vent_precool.energy_consumption.savings | kWh |  | Electricity savings from mechanical ventilation for precooling.
Calculated | no | no | float | no |  |  | out.electricity.mech_vent_preheat.energy_savings..kwh | out.electricity.mech_vent_preheat.energy_consumption.savings | kwh |  |  |  | out.electricity.mech_vent_preheat.energy_consumption.savings | out.electricity.mech_vent_preheat.energy_consumption.savings | kWh |  | Electricity savings from mechanical ventilation for preheating.
Calculated | yes | yes | float | no |  |  | out.electricity.plug_loads.energy_savings..kwh | out.electricity.plug_loads.energy_consumption.savings | kwh |  |  |  | out.electricity.plug_loads.energy_consumption.savings | out.electricity.plug_loads.energy_consumption.savings | kWh |  | Electricity savings from plug loads, excludes independently reported plug loads (e.g., well pump). | out.electricity.plug_loads.energy_consumption.kwh.savings
Calculated | yes | yes | float | no |  |  | out.electricity.pool_heater.energy_savings..kwh | out.electricity.pool_heater.energy_consumption.savings | kwh |  |  |  | out.electricity.pool_heater.energy_consumption.savings | out.electricity.pool_heater.energy_consumption.savings | kWh |  | Electricity savings from pool heater. | out.electricity.pool_heater.energy_consumption.kwh.savings
Calculated | yes | yes | float | no |  |  | out.electricity.pool_pump.energy_savings..kwh | out.electricity.pool_pump.energy_consumption.savings | kwh |  |  |  | out.electricity.pool_pump.energy_consumption.savings | out.electricity.pool_pump.energy_consumption.savings | kWh |  | Electricity savings from pool pump. | out.electricity.pool_pump.energy_consumption.kwh.savings
Calculated | yes | yes | float | no |  |  | out.electricity.pv.energy_savings..kwh | out.electricity.pv.energy_consumption.savings | kwh |  |  |  | out.electricity.pv.energy_consumption.savings | out.electricity.pv.energy_consumption.savings | kWh |  | Energy produced by rooftop PV systems. Negative value for any power produced | out.electricity.pv.energy_consumption.kwh.savings
Calculated | yes | yes | float | no |  |  | out.electricity.range_oven.energy_savings..kwh | out.electricity.range_oven.energy_consumption.savings | kwh |  |  |  | out.electricity.range_oven.energy_consumption.savings | out.electricity.range_oven.energy_consumption.savings | kWh |  | Electricity savings from range oven. | out.electricity.range_oven.energy_consumption.kwh.savings
Calculated | yes | yes | float | no |  |  | out.electricity.refrigerator.energy_savings..kwh | out.electricity.refrigerator.energy_consumption.savings | kwh |  |  |  | out.electricity.refrigerator.energy_consumption.savings | out.electricity.refrigerator.energy_consumption.savings | kWh |  | Electricity savings from refrigerator. | out.electricity.refrigerator.energy_consumption.kwh.savings
Calculated | yes | yes | float | no |  |  | out.electricity.television.energy_savings..kwh | out.electricity.television.energy_consumption.savings | kwh |  |  |  | out.electricity.television.energy_consumption.savings | out.electricity.television.energy_consumption.savings | kWh |  | Electricity savings from television. | New in ResStock 2025.1
Calculated | yes | yes | float | no |  |  | out.electricity.well_pump.energy_savings..kwh | out.electricity.well_pump.energy_consumption.savings | kwh |  |  |  | out.electricity.well_pump.energy_consumption.savings | out.electricity.well_pump.energy_consumption.savings | kWh |  | Electricity savings from well pump. | out.electricity.well_pump.energy_consumption.kwh.savings
Calculated | no | no | float | no |  |  | out.electricity.whole_house_fan.energy_savings..kwh | out.electricity.whole_house_fan.energy_consumption.savings | kwh |  |  |  | out.electricity.whole_house_fan.energy_consumption.savings | out.electricity.whole_house_fan.energy_consumption.savings | kWh |  | Electricity savings from whole house fan system.
Calculated | no | no | float | no |  |  | out.fuel_oil.clothes_dryer.energy_savings..kwh | out.fuel_oil.clothes_dryer.energy_consumption.savings | kwh |  |  |  | out.fuel_oil.clothes_dryer.energy_consumption.savings | out.fuel_oil.clothes_dryer.energy_consumption.savings | kWh |  | Fuel oil savings from clothes dryer.
Calculated | no | no | float | no |  |  | out.fuel_oil.fireplace.energy_savings..kwh | out.fuel_oil.fireplace.energy_consumption.savings | kwh |  |  |  | out.fuel_oil.fireplace.energy_consumption.savings | out.fuel_oil.fireplace.energy_consumption.savings | kWh |  | Fuel oil savings from oil fireplace.
Calculated | no | no | float | no |  |  | out.fuel_oil.generator.energy_savings..kwh | out.fuel_oil.generator.energy_consumption.savings | kwh |  |  |  | out.fuel_oil.generator.energy_consumption.savings | out.fuel_oil.generator.energy_consumption.savings | kWh |  | Fuel oil savings from oil generator. Positive value for any fuel consumed.
Calculated | no | no | float | no |  |  | out.fuel_oil.grill.energy_savings..kwh | out.fuel_oil.grill.energy_consumption.savings | kwh |  |  |  | out.fuel_oil.grill.energy_consumption.savings | out.fuel_oil.grill.energy_consumption.savings | kWh |  | Fuel oil savings from oil grill.
Calculated | no | no | float | no |  |  | out.fuel_oil.heating_hp_bkup.energy_savings..kwh | out.fuel_oil.heating_hp_bkup.energy_consumption.savings | kwh |  |  |  | out.fuel_oil.heating_hp_bkup.energy_consumption.savings | out.fuel_oil.heating_hp_bkup.energy_consumption.savings | kWh |  | Fuel oil savings from heat pump backup.
Calculated | yes | yes | float | no |  |  | out.fuel_oil.heating.energy_savings..kwh | out.fuel_oil.heating.energy_consumption.savings | kwh |  |  |  | out.fuel_oil.heating.energy_consumption.savings | out.fuel_oil.heating.energy_consumption.savings | kWh |  | Fuel oil savings from fuel oil heating systems, excludes heat pump backup. | out.fuel_oil.heating.energy_consumption.kwh.savings
Calculated | yes | yes | float | no |  |  | out.fuel_oil.hot_water.energy_savings..kwh | out.fuel_oil.hot_water.energy_consumption.savings | kwh |  |  |  | out.fuel_oil.hot_water.energy_consumption.savings | out.fuel_oil.hot_water.energy_consumption.savings | kWh |  | Fuel oil savings from fuel oil hot water systems | out.fuel_oil.hot_water.energy_consumption.kwh.savings
Calculated | no | no | float | no |  |  | out.fuel_oil.lighting.energy_savings..kwh | out.fuel_oil.lighting.energy_consumption.savings | kwh |  |  |  | out.fuel_oil.lighting.energy_consumption.savings | out.fuel_oil.lighting.energy_consumption.savings | kWh |  | Fuel oil savings from oil lighting.
Calculated | no | no | float | no |  |  | out.fuel_oil.mech_vent_preheating.energy_savings..kwh | out.fuel_oil.mech_vent_preheating.energy_consumption.savings | kwh |  |  |  | out.fuel_oil.mech_vent_preheating.energy_consumption.savings | out.fuel_oil.mech_vent_preheating.energy_consumption.savings | kWh |  | Fuel oil savings from mechanical ventilation for preheating.
Calculated | no | no | float | no |  |  | out.fuel_oil.range_oven.energy_savings..kwh | out.fuel_oil.range_oven.energy_consumption.savings | kwh |  |  |  | out.fuel_oil.range_oven.energy_consumption.savings | out.fuel_oil.range_oven.energy_consumption.savings | kWh |  | Fuel oil savings from range and oven.
Calculated | yes | yes | float | no |  |  | out.natural_gas.clothes_dryer.energy_savings..kwh | out.natural_gas.clothes_dryer.energy_consumption.savings | kwh |  |  |  | out.natural_gas.clothes_dryer.energy_consumption.savings | out.natural_gas.clothes_dryer.energy_consumption.savings | kWh |  | Natural gas savings from natural gas clothes dryers. | out.natural_gas.clothes_dryer.energy_consumption.kwh.savings
Calculated | yes | yes | float | no |  |  | out.natural_gas.fireplace.energy_savings..kwh | out.natural_gas.fireplace.energy_consumption.savings | kwh |  |  |  | out.natural_gas.fireplace.energy_consumption.savings | out.natural_gas.fireplace.energy_consumption.savings | kWh |  | Natural gas savings from natural gas fireplaces. | out.natural_gas.fireplace.energy_consumption.kwh.savings
Calculated | no | no | float | no |  |  | out.natural_gas.generator.energy_savings..kwh | out.natural_gas.generator.energy_consumption.savings | kwh |  |  |  | out.natural_gas.generator.energy_consumption.savings | out.natural_gas.generator.energy_consumption.savings | kWh |  | Natural gas savings from natural gas generator. Positive value for any fuel consumed.
Calculated | yes | yes | float | no |  |  | out.natural_gas.grill.energy_savings..kwh | out.natural_gas.grill.energy_consumption.savings | kwh |  |  |  | out.natural_gas.grill.energy_consumption.savings | out.natural_gas.grill.energy_consumption.savings | kWh |  | Natural gas savings from natural gas grills. | out.natural_gas.grill.energy_consumption.kwh.savings
Calculated | no | no | float | no |  |  | out.natural_gas.heating_hp_bkup.energy_savings..kwh | out.natural_gas.heating_hp_bkup.energy_consumption.savings | kwh |  |  |  | out.natural_gas.heating_hp_bkup.energy_consumption.savings | out.natural_gas.heating_hp_bkup.energy_consumption.savings | kWh |  | Natural gas savings from heat pump backup.
Calculated | yes | yes | float | no |  |  | out.natural_gas.heating.energy_savings..kwh | out.natural_gas.heating.energy_consumption.savings | kwh |  |  |  | out.natural_gas.heating.energy_consumption.savings | out.natural_gas.heating.energy_consumption.savings | kWh |  | Natural gas savings from natural gas heating systems, excludes heat pump backup. | out.natural_gas.heating.energy_consumption.kwh.savings
Calculated | yes | yes | float | no |  |  | out.natural_gas.permanent_spa_heat.energy_savings..kwh | out.natural_gas.permanent_spa_heat.energy_consumption.savings | kwh |  |  |  | out.natural_gas.permanent_spa_heat.energy_consumption.savings | out.natural_gas.permanent_spa_heat.energy_consumption.savings | kWh |  | Natural gas savings from spa heating. | out.natural_gas.permanent_spa_heat.energy_consumption.kwh.savings
Calculated | yes | yes | float | no |  |  | out.natural_gas.hot_water.energy_savings..kwh | out.natural_gas.hot_water.energy_consumption.savings | kwh |  |  |  | out.natural_gas.hot_water.energy_consumption.savings | out.natural_gas.hot_water.energy_consumption.savings | kWh |  | Natural gas savings from natural gas hot water systems. | out.natural_gas.hot_water.energy_consumption.kwh.savings
Calculated | yes | yes | float | no |  |  | out.natural_gas.lighting.energy_savings..kwh | out.natural_gas.lighting.energy_consumption.savings | kwh |  |  |  | out.natural_gas.lighting.energy_consumption.savings | out.natural_gas.lighting.energy_consumption.savings | kWh |  | Natural gas savings from natural gas lighting. | out.natural_gas.lighting.energy_consumption.kwh.savings
Calculated | no | no | float | no |  |  | out.natural_gas.mech_vent_preheat.energy_savings..kwh | out.natural_gas.mech_vent_preheat.energy_consumption.savings | kwh |  |  |  | out.natural_gas.mech_vent_preheat.energy_consumption.savings | out.natural_gas.mech_vent_preheat.energy_consumption.savings | kWh |  | Natural gas savings from mechanical ventilation for preheating.
Calculated | yes | yes | float | no |  |  | out.natural_gas.pool_heater.energy_savings..kwh | out.natural_gas.pool_heater.energy_consumption.savings | kwh |  |  |  | out.natural_gas.pool_heater.energy_consumption.savings | out.natural_gas.pool_heater.energy_consumption.savings | kWh |  | Natural gas savings from natural gas pool heaters. | out.natural_gas.pool_heater.energy_consumption.kwh.savings
Calculated | yes | yes | float | no |  |  | out.natural_gas.range_oven.energy_savings..kwh | out.natural_gas.range_oven.energy_consumption.savings | kwh |  |  |  | out.natural_gas.range_oven.energy_consumption.savings | out.natural_gas.range_oven.energy_consumption.savings | kWh |  | Natural gas savings from natural gas range and oven. | out.natural_gas.range_oven.energy_consumption.kwh.savings
Calculated | yes | yes | float | no |  |  | out.propane.clothes_dryer.energy_savings..kwh | out.propane.clothes_dryer.energy_consumption.savings | kwh |  |  |  | out.propane.clothes_dryer.energy_consumption.savings | out.propane.clothes_dryer.energy_consumption.savings | kWh |  | Propane savings from propane clothes dryers. | out.propane.clothes_dryer.energy_consumption.kwh.savings
Calculated | no | no | float | no |  |  | out.propane.fireplace.energy_savings..kwh | out.propane.fireplace.energy_consumption.savings | kwh |  |  |  | out.propane.fireplace.energy_consumption.savings | out.propane.fireplace.energy_consumption.savings | kWh |  | Propane savings from propane fireplace.
Calculated | no | no | float | no |  |  | out.propane.generator.energy_savings..kwh | out.propane.generator.energy_consumption.savings | kwh |  |  |  | out.propane.generator.energy_consumption.savings | out.propane.generator.energy_consumption.savings | kWh |  | Propane savings from propance generator. Positive value for any fuel consumed
Calculated | no | no | float | no |  |  | out.propane.grill.energy_savings..kwh | out.propane.grill.energy_consumption.savings | kwh |  |  |  | out.propane.grill.energy_consumption.savings | out.propane.grill.energy_consumption.savings | kWh |  | Propane savings from propane grill.
Calculated | no | no | float | no |  |  | out.propane.heating_hp_bkup.energy_savings..kwh | out.propane.heating_hp_bkup.energy_consumption.savings | kwh |  |  |  | out.propane.heating_hp_bkup.energy_consumption.savings | out.propane.heating_hp_bkup.energy_consumption.savings | kWh |  | Propane savings from heat pump backup.
Calculated | yes | yes | float | no |  |  | out.propane.heating.energy_savings..kwh | out.propane.heating.energy_consumption.savings | kwh |  |  |  | out.propane.heating.energy_consumption.savings | out.propane.heating.energy_consumption.savings | kWh |  | Propane savings from propane heating systems, excludes heat pump backup | out.propane.heating.energy_consumption.kwh.savings
Calculated | yes | yes | float | no |  |  | out.propane.hot_water.energy_savings..kwh | out.propane.hot_water.energy_consumption.savings | kwh |  |  |  | out.propane.hot_water.energy_consumption.savings | out.propane.hot_water.energy_consumption.savings | kWh |  | Propane savings from propane hot water systems. | out.propane.hot_water.energy_consumption.kwh.savings
Calculated | no | no | float | no |  |  | out.propane.lighting.energy_savings..kwh | out.propane.lighting.energy_consumption.savings | kwh |  |  |  | out.propane.lighting.energy_consumption.savings | out.propane.lighting.energy_consumption.savings | kWh |  | Propane savings from propane lighting.
Calculated | no | no | float | no |  |  | out.propane.mech_vent_preheating.energy_savings..kwh | out.propane.mech_vent_preheating.energy_consumption.savings | kwh |  |  |  | out.propane.mech_vent_preheating.energy_consumption.savings | out.propane.mech_vent_preheating.energy_consumption.savings | kWh |  | Propane savings from mechanical ventilation for preheating.
Calculated | yes | yes | float | no |  |  | out.propane.range_oven.energy_savings..kwh | out.propane.range_oven.energy_consumption.savings | kwh |  |  |  | out.propane.range_oven.energy_consumption.savings | out.propane.range_oven.energy_consumption.savings | kWh |  | Propane savings from range oven. | out.propane.range_oven.energy_consumption.kwh.savings
Calculated | yes | yes | float | no |  |  | out.site_energy.net.energy_savings..kwh | out.site_energy.net.energy_consumption.savings | kwh |  |  |  | out.site_energy.net.energy_consumption.savings | out.site_energy.net.energy_consumption.savings | kWh |  | Total net site energy savings. | out.site_energy.net.energy_consumption.kwh.savings
Calculated | yes | yes | float | no |  |  | out.site_energy.total.energy_savings..kwh | out.site_energy.total.energy_consumption.savings | kwh |  |  |  | out.site_energy.total.energy_consumption.savings | out.site_energy.total.energy_consumption.savings | kWh |  | Total site energy savings. | out.site_energy.total.energy_consumption.kwh.savings
Calculated | yes | yes | float | no |  |  | out.electricity.net.energy_savings..kwh | out.electricity.net.energy_consumption.savings | kwh |  |  |  | out.electricity.net.energy_consumption.savings | out.electricity.net.energy_consumption.savings | kWh |  | Total net electricity savings. | out.electricity.net.energy_consumption.kwh.savings
Calculated | yes | yes | float | no |  |  | out.electricity.total.energy_savings..kwh | out.electricity.total.energy_consumption.savings | kwh |  |  |  | out.electricity.total.energy_consumption.savings | out.electricity.total.energy_consumption.savings | kWh |  | Total electricity savings. | out.electricity.total.energy_consumption.kwh.savings
Calculated | yes | yes | float | no |  |  | out.fuel_oil.total.energy_savings..kwh | out.fuel_oil.total.energy_consumption.savings | kwh |  |  |  | out.fuel_oil.total.energy_consumption.savings | out.fuel_oil.total.energy_consumption.savings | kWh |  | Total fuel oil savings | out.fuel_oil.total.energy_consumption.kwh.savings
Calculated | yes | yes | float | no |  |  | out.natural_gas.total.energy_savings..kwh | out.natural_gas.total.energy_consumption.savings | kwh |  |  |  | out.natural_gas.total.energy_consumption.savings | out.natural_gas.total.energy_consumption.savings | kWh |  | Total natural gas savings. | out.natural_gas.total.energy_consumption.kwh.savings
Calculated | yes | yes | float | no |  |  | out.propane.total.energy_savings..kwh | out.propane.total.energy_consumption.savings | kwh |  |  |  | out.propane.total.energy_consumption.savings | out.propane.total.energy_consumption.savings | kWh |  | Total propane savings. | out.propane.total.energy_consumption.kwh.savings
Calculated | yes | yes | float | no |  |  | out.load.cooling.energy_delivered_savings..kbtu | out.load.cooling.energy_delivered.kbtu.savings | kbtu |  |  |  | out.load.cooling.energy_delivered.kbtu.savings | out.load.cooling.energy_delivered.kbtu.savings | kBtu |  | Savings on the total energy delivered by cooling system includes HVAC distribution losses. | out.load.cooling.energy_delivered.kbtu.savings
Calculated | yes | yes | float | no |  |  | out.load.heating.energy_delivered_savings..kbtu | out.load.heating.energy_delivered.kbtu.savings | kbtu |  |  |  | out.load.heating.energy_delivered.kbtu.savings | out.load.heating.energy_delivered.kbtu.savings | kBtu |  | Savings on the total energy delivered by heating system includes HVAC distribution losses. | out.load.heating.energy_delivered.kbtu.savings
Calculated | yes | yes | float | no |  |  | out.load.hot_water.energy_delivered_savings..kbtu | out.load.hot_water.energy_delivered.kbtu.savings | kbtu |  |  |  | out.load.hot_water.energy_delivered.kbtu.savings | out.load.hot_water.energy_delivered.kbtu.savings | kBtu |  | Savings on the total energy delivered by hot water system includes contributions by desuperheaters or solar thermal systems | out.load.hot_water.energy_delivered.kbtu.savings
Calculated | yes | yes | float | no |  |  | out.load.hot_water.energy_solar_thermal_savings..kbtu | out.load.hot_water.energy_solar_thermal.kbtu.savings | kbtu |  |  |  | out.load.hot_water.energy_solar_thermal.kbtu.savings | out.load.hot_water.energy_solar_thermal.kbtu.savings | kBtu |  | Savings on the total energy delivered by solar thermal water heater. | New in ResStock 2025.1
Calculated | yes | yes | float | no |  |  | out.load.hot_water.energy_tank_losses_savings..kbtu | out.load.hot_water.energy_tank_losses.kbtu.savings | kbtu |  |  |  | out.load.hot_water.energy_tank_losses.kbtu.savings | out.load.hot_water.energy_tank_losses.kbtu.savings | kBtu |  | Savings on the water heater tank losses energy. | New in ResStock 2025.1
Calculated | yes | yes | float | no |  |  | out.load.cooling.peak_savings..kbtu_per_hr | out.load.cooling.peak.kbtu_hr.savings | kbtu_hr | [7 empty] | Reduction on the maximum cooling load delivered by cooling system includes HVAC distribution losses. | out.load.cooling.peak.kbtu_hr.savings
Calculated | yes | yes | float | no |  |  | out.load.heating.peak_savings..kbtu_per_hr | out.load.heating.peak.kbtu_hr.savings | kbtu_hr | [7 empty] | Reduction on the maximum heating energy delivered by heating system includes HVAC distribution losses over a 60 min time period | out.load.heating.peak.kbtu_hr.savings
Calculated | yes | yes | float | no |  |  | out.qoi.electricity.maximum_daily_peak_savings_summer..kw | out.electricity.summer.peak.kw.savings | kw | [7 empty] | Reduction on the maximum value in Jun/Jul/Aug (or Dec/Jan/Feb in the southern hemisphere). | New in ResStock 2025.1
Calculated | yes | yes | float | no |  |  | out.qoi.electricity.maximum_daily_peak_savings_winter..kw | out.electricity.winter.peak.kw.savings | kw | [7 empty] | Reduction on the maximum value in Dec/Jan/Feb (or Jun/Jul/Aug in the southern hemisphere). | New in ResStock 2025.1
Calculated | yes | yes | float | no |  |  | out.unmet_hours_reduction.cooling..hr | out.unmet_hours.cooling.hour.savings | hour | [7 empty] | Reduction on the number of hours where the cooling setpoint is not maintained. | out.unmet_hours.cooling.hour.savings
Calculated | yes | yes | float | no |  |  | out.unmet_hours_reduction.heating..hr | out.unmet_hours.heating.hour.savings | hour | [7 empty] | Reduction on the number of hours where the heating setpoint is not maintained. | out.unmet_hours.heating.hour.savings
Calculated | yes | yes | float | yes |  |  | out.emissions.fuel_oil.total..co2e_kg | [5 empty] | out.emissions.fuel_oil.total..co2e_kg | out.emissions.fuel_oil.total..co2e_kg |  |  | Emissions from on-site fuel oil consumption. | No direct equivalent in ResStock 2024.2
Calculated | yes | yes | float | yes |  |  | out.emissions.natural_gas.total..co2e_kg | [5 empty] | out.emissions.natural_gas.total..co2e_kg | out.emissions.natural_gas.total..co2e_kg |  |  | Emissions from on-site natural gas consumption. | No direct equivalent in ResStock 2024.2
Calculated | yes | yes | float | yes |  |  | out.emissions.propane.total..co2e_kg | [5 empty] | out.emissions.propane.total..co2e_kg | out.emissions.propane.total..co2e_kg |  |  | Emissions from on-site propane consumption. | No direct equivalent in ResStock 2024.2
Calculated | yes | yes | float | no |  |  | out.emissions_reduction.fuel_oil.total..co2e_kg | [9 empty] | Emissions reduction from on-site fuel oil consumption. | No direct equivalent in ResStock 2024.2
Calculated | yes | yes | float | no |  |  | out.emissions_reduction.natural_gas.total..co2e_kg | [9 empty] | Emissions reduction from on-site natural gas consumption. | No direct equivalent in ResStock 2024.2
Calculated | yes | yes | float | no |  |  | out.emissions_reduction.propane.total..co2e_kg | [9 empty] | Emissions reduction from on-site propane consumption. | No direct equivalent in ResStock 2024.2
Calculated | yes | yes | float | no |  |  | out.emissions_reduction.electricity.lrmer_mid_case_25..co2e_kg | out.electricity.total.lrmer_mid_case_25.co2e_kg.savings | kg |  |  |  | out.total.lrmer_midcase_25__electricity.co2e_kg.savings | out.total.lrmer_midcase_25__electricity.co2e_kg.savings | kg |  | Scenario total emissions for Electricity only, includes any battery charging/discharging | No direct equivalent in ResStock 2024.2
Calculated | yes | yes | float | no |  |  | out.emissions_reduction.total.lrmer_mid_case_25..co2e_kg | out.all_fuels.total.lrmer_mid_case_25.co2e_kg.savings | kg |  |  |  | out.total.lrmer_midcase_25.co2e_kg.savings | out.total.lrmer_midcase_25.co2e_kg.savings | kg |  | Scenario total emissions reduction, includes any battery charging/discharging | No direct equivalent in ResStock 2024.2
Calculated | yes | yes | float | no |  |  | out.emissions_reduction.electricity.lrmer_mid_case_15..co2e_kg | out.electricity.total.lrmer_mid_case_15.co2e_kg.savings | kg |  |  |  | out.total.lrmer_midcase_15__electricity.co2e_kg.savings | out.total.lrmer_midcase_15__electricity.co2e_kg.savings | kg |  | Scenario total emissions for Electricity only, includes any battery charging/discharging | No direct equivalent in ResStock 2024.2
Calculated | yes | yes | float | no |  |  | out.emissions_reduction.total.lrmer_mid_case_15..co2e_kg | out.all_fuels.total.lrmer_mid_case_15.co2e_kg.savings | kg |  |  |  | out.total.lrmer_midcase_15.co2e_kg.savings | out.total.lrmer_midcase_15.co2e_kg.savings | kg |  | Scenario total emissions reduction, includes any battery charging/discharging | No direct equivalent in ResStock 2024.2
Calculated | yes | yes | float | no |  |  | out.emissions_reduction.electricity.lrmer_high_re_cost_25..co2e_kg | out.electricity.total.lrmer_high_re_cost_25.co2e_kg.savings | kg |  |  |  | out.total.LRMER_HighRECost_25__electricity.co2e_kg.savings | out.total.LRMER_HighRECost_25__electricity.co2e_kg.savings | kg |  | Scenario total emissions for Electricity only, includes any battery charging/discharging | No direct equivalent in ResStock 2024.2
Calculated | yes | yes | float | no |  |  | out.emissions_reduction.total.lrmer_high_re_cost_25..co2e_kg | out.all_fuels.total.lrmer_high_re_cost_25.co2e_kg.savings | kg |  |  |  | out.total.LRMER_HighRECost_25.co2e_kg.savings | out.total.LRMER_HighRECost_25.co2e_kg.savings | kg |  | Scenario total emissions reduction, includes any battery charging/discharging | No direct equivalent in ResStock 2024.2
Calculated | yes | yes | float | no |  |  | out.emissions_reduction.electricity.lrmer_high_re_cost_15..co2e_kg | out.electricity.total.lrmer_high_re_cost_15.co2e_kg.savings | kg |  |  |  | out.total.lrmer_highrecost_15__electricity.co2e_kg.savings | out.total.lrmer_highrecost_15__electricity.co2e_kg.savings | kg |  | Scenario total emissions for Electricity only, includes any battery charging/discharging | No direct equivalent in ResStock 2024.2
Calculated | yes | yes | float | no |  |  | out.emissions_reduction.total.lrmer_high_re_cost_15..co2e_kg | out.all_fuels.total.lrmer_high_re_cost_15.co2e_kg.savings | kg |  |  |  | out.total.lrmer_highrecost_15.co2e_kg.savings | out.total.lrmer_highrecost_15.co2e_kg.savings | kg |  | Scenario total emissions reduction, includes any battery charging/discharging | No direct equivalent in ResStock 2024.2
Calculated | yes | yes | float | no |  |  | out.emissions_reduction.electricity.lrmer_low_re_cost_25..co2e_kg | out.electricity.total.lrmer_low_re_cost_25.co2e_kg.savings | kg |  |  |  | out.total.lrmer_lowrecost_25__electricity.co2e_kg.savings | out.total.lrmer_lowrecost_25__electricity.co2e_kg.savings | kg |  | Scenario total emissions for Electricity only, includes any battery charging/discharging | No direct equivalent in ResStock 2024.2
Calculated | yes | yes | float | no |  |  | out.emissions_reduction.total.lrmer_low_re_cost_25..co2e_kg | out.all_fuels.total.lrmer_low_re_cost_25.co2e_kg.savings | kg |  |  |  | out.total.lrmer_lowrecost_25.co2e_kg.savings | out.total.lrmer_lowrecost_25.co2e_kg.savings | kg |  | Scenario total emissions reduction, includes any battery charging/discharging | No direct equivalent in ResStock 2024.2
Calculated | yes | yes | float | no |  |  | out.emissions_reduction.electricity.lrmer_low_re_cost_15..co2e_kg | out.electricity.total.lrmer_low_re_cost_15.co2e_kg.savings | kg |  |  |  | out.total.lrmer_lowrecost_15__electricity.co2e_kg.savings | out.total.lrmer_lowrecost_15__electricity.co2e_kg.savings | kg |  | Scenario total emissions for Electricity only, includes any battery charging/discharging | No direct equivalent in ResStock 2024.2
Calculated | yes | yes | float | no |  |  | out.emissions_reduction.total.lrmer_low_re_cost_15..co2e_kg | out.all_fuels.total.lrmer_low_re_cost_15.co2e_kg.savings | kg |  |  |  | out.total.lrmer_lowrecost_15.co2e_kg.savings | out.total.lrmer_lowrecost_15.co2e_kg.savings | kg |  | Scenario total emissions reduction, includes any battery charging/discharging | No direct equivalent in ResStock 2024.2
Calculated | yes | yes | float | no |  |  | out.emissions_reduction.electricity.lrmer_low_re_cost_high_ng_price_25..co2e_kg | out.electricity.total.lrmer_low_re_cost_high_ng_price_25.co2e_kg.savings | kg |  |  |  | out.total.lrmer_lowrecosthighngprice_25__electricity.co2e_kg.savings | out.total.lrmer_lowrecosthighngprice_25__electricity.co2e_kg.savings | kg |  | Scenario total emissions for Electricity only, includes any battery charging/discharging | No direct equivalent in ResStock 2024.2
Calculated | yes | yes | float | no |  |  | out.emissions_reduction.total.lrmer_low_re_cost_high_ng_price_25..co2e_kg | out.all_fuels.total.lrmer_low_re_cost_high_ng_price_25.co2e_kg.savings | kg |  |  |  | out.total.lrmer_lowrecosthighngprice_25.co2e_kg.savings | out.total.lrmer_lowrecosthighngprice_25.co2e_kg.savings | kg |  | Scenario total emissions reduction, includes any battery charging/discharging | No direct equivalent in ResStock 2024.2
Calculated | yes | yes | float | no |  |  | out.emissions_reduction.electricity.lrmer_low_re_cost_high_ng_price_15..co2e_kg | out.electricity.total.lrmer_low_re_cost_high_ng_price_15.co2e_kg.savings | kg |  |  |  | out.total.lrmer_lowrecosthighngprice_15__electricity.co2e_kg.savings | out.total.lrmer_lowrecosthighngprice_15__electricity.co2e_kg.savings | kg |  | Scenario total emissions for Electricity only, includes any battery charging/discharging | No direct equivalent in ResStock 2024.2
Calculated | yes | yes | float | no |  |  | out.emissions_reduction.total.lrmer_low_re_cost_high_ng_price_15..co2e_kg | out.all_fuels.total.lrmer_low_re_cost_high_ng_price_15.co2e_kg.savings | kg |  |  |  | out.total.lrmer_lowrecosthighngprice_15.co2e_kg.savings | out.total.lrmer_lowrecosthighngprice_15.co2e_kg.savings | kg |  | Scenario total emissions reduction, includes any battery charging/discharging | No direct equivalent in ResStock 2024.2
Calculated | yes | yes | float | no |  |  | out.emissions_reduction.electricity.lrmer_high_re_cost_low_ng_price_25..co2e_kg | out.electricity.total.lrmer_high_re_cost_low_ng_price_25.co2e_kg.savings | kg |  |  |  | out.total.lrmer_highrecostlowngprice_25__electricity.co2e_kg.savings | out.total.lrmer_highrecostlowngprice_25__electricity.co2e_kg.savings | kg |  | Scenario total emissions for Electricity only, includes any battery charging/discharging | No direct equivalent in ResStock 2024.2
Calculated | yes | yes | float | no |  |  | out.emissions_reduction.total.lrmer_high_re_cost_low_ng_price_25..co2e_kg | out.all_fuels.total.lrmer_high_re_cost_low_ng_price_25.co2e_kg.savings | kg |  |  |  | out.total.lrmer_highrecostlowngprice_25.co2e_kg.savings | out.total.lrmer_highrecostlowngprice_25.co2e_kg.savings | kg |  | Scenario total emissions reduction, includes any battery charging/discharging | No direct equivalent in ResStock 2024.2
Calculated | yes | yes | float | no |  |  | out.emissions_reduction.electricity.lrmer_high_re_cost_low_ng_price_15..co2e_kg | out.electricity.total.lrmer_high_re_cost_low_ng_price_15.co2e_kg.savings | kg |  |  |  | out.total.lrmer_highrecostlowngprice_15__electricity.co2e_kg.savings | out.total.lrmer_highrecostlowngprice_15__electricity.co2e_kg.savings | kg |  | Scenario total emissions for Electricity only, includes any battery charging/discharging | No direct equivalent in ResStock 2024.2
Calculated | yes | yes | float | no |  |  | out.emissions_reduction.total.lrmer_high_re_cost_low_ng_price_15..co2e_kg | out.all_fuels.total.lrmer_high_re_cost_low_ng_price_15.co2e_kg.savings | kg |  |  |  | out.total.lrmer_highrecostlowngprice_15.co2e_kg.savings | out.total.lrmer_highrecostlowngprice_15.co2e_kg.savings | kg |  | Scenario total emissions reduction, includes any battery charging/discharging | No direct equivalent in ResStock 2024.2
Calculated | yes | yes | float | no |  |  | out.emissions_reduction.electricity.aer_high_re_cost_avg..co2e_kg | out.electricity.total.aer_high_re_cost_avg.co2e_kg.savings | kg |  |  |  | out.total.aer_highrecost_avg__electricity.co2e_kg.savings | out.total.aer_highrecost_avg__electricity.co2e_kg.savings | kg |  | Scenario total emissions for Electricity only, includes any battery charging/discharging | No direct equivalent in ResStock 2024.2
Calculated | yes | yes | float | no |  |  | out.emissions_reduction.total.aer_high_re_cost_avg..co2e_kg | out.all_fuels.total.aer_high_re_cost_avg.co2e_kg.savings | kg |  |  |  | out.total.aer_highrecost_avg.co2e_kg.savings | out.total.aer_highrecost_avg.co2e_kg.savings | kg |  | Scenario total emissions reduction, includes any battery charging/discharging | No direct equivalent in ResStock 2024.2
Calculated | yes | yes | float | no |  |  | out.emissions_reduction.electricity.aer_high_re_cost_low_ng_price_avg..co2e_kg | out.electricity.total.aer_high_re_cost_low_ng_price_avg.co2e_kg.savings | kg |  |  |  | out.total.aer_highrecostlowngprice_avg__electricity.co2e_kg.savings | out.total.aer_highrecostlowngprice_avg__electricity.co2e_kg.savings | kg |  | Scenario total emissions for Electricity only, includes any battery charging/discharging | No direct equivalent in ResStock 2024.2
Calculated | yes | yes | float | no |  |  | out.emissions_reduction.total.aer_high_re_cost_low_ng_price_avg..co2e_kg | out.all_fuels.total.aer_high_re_cost_low_ng_price_avg.co2e_kg.savings | kg |  |  |  | out.total.aer_highrecostlowngprice_avg.co2e_kg.savings | out.total.aer_highrecostlowngprice_avg.co2e_kg.savings | kg |  | Scenario total emissions reduction, includes any battery charging/discharging | No direct equivalent in ResStock 2024.2
Calculated | yes | yes | float | no |  |  | out.emissions_reduction.electricity.aer_low_re_cost_avg..co2e_kg | out.electricity.total.aer_low_re_cost_avg.co2e_kg.savings | kg |  |  |  | out.total.aer_lowrecost_avg__electricity.co2e_kg.savings | out.total.aer_lowrecost_avg__electricity.co2e_kg.savings | kg |  | Scenario total emissions for Electricity only, includes any battery charging/discharging | No direct equivalent in ResStock 2024.2
Calculated | yes | yes | float | no |  |  | out.emissions_reduction.total.aer_low_re_cost_avg..co2e_kg | out.all_fuels.total.aer_low_re_cost_avg.co2e_kg.savings | kg |  |  |  | out.total.aer_lowrecost_avg.co2e_kg.savings | out.total.aer_lowrecost_avg.co2e_kg.savings | kg |  | Scenario total emissions reduction, includes any battery charging/discharging | No direct equivalent in ResStock 2024.2
Calculated | yes | yes | float | no |  |  | out.emissions_reduction.electricity.aer_low_re_cost_high_ng_price_avg..co2e_kg | out.electricity.total.aer_low_re_cost_high_ng_price_avg.co2e_kg.savings | kg |  |  |  | out.total.aer_lowrecosthighngprice_avg__electricity.co2e_kg.savings | out.total.aer_lowrecosthighngprice_avg__electricity.co2e_kg.savings | kg |  | Scenario total emissions for Electricity only, includes any battery charging/discharging | No direct equivalent in ResStock 2024.2
Calculated | yes | yes | float | no |  |  | out.emissions_reduction.total.aer_low_re_cost_high_ng_price_avg..co2e_kg | out.all_fuels.total.aer_low_re_cost_high_ng_price_avg.co2e_kg.savings | kg |  |  |  | out.total.aer_lowrecosthighngprice_avg.co2e_kg.savings | out.total.aer_lowrecosthighngprice_avg.co2e_kg.savings | kg |  | Scenario total emissions reduction, includes any battery charging/discharging | No direct equivalent in ResStock 2024.2
Calculated | yes | yes | float | no |  |  | out.emissions_reduction.electricity.aer_mid_case_avg..co2e_kg | out.electricity.total.aer_mid_case_avg.co2e_kg.savings | kg |  |  |  | out.total.aer_midcase_avg__electricity.co2e_kg.savings | out.total.aer_midcase_avg__electricity.co2e_kg.savings | kg |  | Scenario total emissions for Electricity only, includes any battery charging/discharging | No direct equivalent in ResStock 2024.2
Calculated | yes | yes | float | no |  |  | out.emissions_reduction.total.aer_mid_case_avg..co2e_kg | out.all_fuels.total.aer_mid_case_avg.co2e_kg.savings | kg |  |  |  | out.total.aer_midcase_avg.co2e_kg.savings | out.total.aer_midcase_avg.co2e_kg.savings | kg |  | Scenario total emissions reduction, includes any battery charging/discharging | No direct equivalent in ResStock 2024.2
Calculated | yes | yes | float | no |  |  | out.utility_bills.electricity_bill_savings..usd | out.bills.electricity.usd.savings | usd | [7 empty] | Savigns on the scenario annual total charges for electricity. | out.bills.electricity.usd.savings
Calculated | yes | yes | float | no |  |  | out.utility_bills.fuel_oil_bill_savings..usd | out.bills.fuel_oil.usd.savings | usd | [7 empty] | Savigns on the scenario annual total charges for fuel oil. | out.bills.fuel_oil.usd.savings
Calculated | yes | yes | float | no |  |  | out.utility_bills.natural_gas_bill_savings..usd | out.bills.natural_gas.usd.savings | usd | [7 empty] | Savigns on the scenario annual total charges for natural gas. | out.bills.natural_gas.usd.savings
Calculated | yes | yes | float | no |  |  | out.utility_bills.propane_bill_savings..usd | out.bills.propane.usd.savings | usd | [7 empty] | Savigns on the scenario annual total charges for propane. | out.bills.propane.usd.savings
Calculated | yes | yes | float | no |  |  | out.utility_bills.total_bill_savings..usd | out.bills.all_fuels.usd.savings | usd | [7 empty] | Savigns on the scenario annual total charges. | out.bills.all_fuels.usd.savings
Calculated | yes | yes | float | no |  |  | out.energy_burden_savings..percentage | out.energy_burden.percentage.savings | percentage | [7 empty] | Reduction on the percentage of income spent on energy | out.energy_burden.percentage.savings
Calculated | yes | yes | float | no |  |  | out.electricity.ceiling_fan.energy_consumption_intensity..kwh_per_ft2 |  | kwh_per_ft2 | [7 empty] | Calculated from annual energy consumption by dividing by conditioned floor area | Not published in ResStock 2024.2
Calculated | yes | yes | float | no |  |  | out.electricity.ceiling_fan.energy_savings_intensity..kwh_per_ft2 |  | kwh_per_ft2 | [7 empty] | Calculated from annual energy savings by dividing by conditioned floor area | Not published in ResStock 2024.2
Calculated | yes | yes | float | no |  |  | out.electricity.clothes_dryer.energy_consumption_intensity..kwh_per_ft2 |  | kwh_per_ft2 | [7 empty] | Calculated from annual energy consumption by dividing by conditioned floor area | Not published in ResStock 2024.2
Calculated | yes | yes | float | no |  |  | out.electricity.clothes_dryer.energy_savings_intensity..kwh_per_ft2 |  | kwh_per_ft2 | [7 empty] | Calculated from annual energy savings by dividing by conditioned floor area | Not published in ResStock 2024.2
Calculated | yes | yes | float | no |  |  | out.electricity.clothes_washer.energy_consumption_intensity..kwh_per_ft2 |  | kwh_per_ft2 | [7 empty] | Calculated from annual energy consumption by dividing by conditioned floor area | Not published in ResStock 2024.2
Calculated | yes | yes | float | no |  |  | out.electricity.clothes_washer.energy_savings_intensity..kwh_per_ft2 |  | kwh_per_ft2 | [7 empty] | Calculated from annual energy savings by dividing by conditioned floor area | Not published in ResStock 2024.2
Calculated | yes | yes | float | no |  |  | out.electricity.cooling.energy_consumption_intensity..kwh_per_ft2 |  | kwh_per_ft2 | [7 empty] | Calculated from annual energy consumption by dividing by conditioned floor area | Not published in ResStock 2024.2
Calculated | yes | yes | float | no |  |  | out.electricity.cooling.energy_savings_intensity..kwh_per_ft2 |  | kwh_per_ft2 | [7 empty] | Calculated from annual energy savings by dividing by conditioned floor area | Not published in ResStock 2024.2
Calculated | yes | yes | float | no |  |  | out.electricity.cooling_fans_pumps.energy_consumption_intensity..kwh_per_ft2 |  | kwh_per_ft2 | [7 empty] | Calculated from annual energy consumption by dividing by conditioned floor area | Not published in ResStock 2024.2
Calculated | yes | yes | float | no |  |  | out.electricity.cooling_fans_pumps.energy_savings_intensity..kwh_per_ft2 |  | kwh_per_ft2 | [7 empty] | Calculated from annual energy savings by dividing by conditioned floor area | Not published in ResStock 2024.2
Calculated | yes | yes | float | no |  |  | out.electricity.dishwasher.energy_consumption_intensity..kwh_per_ft2 |  | kwh_per_ft2 | [7 empty] | Calculated from annual energy consumption by dividing by conditioned floor area | Not published in ResStock 2024.2
Calculated | yes | yes | float | no |  |  | out.electricity.dishwasher.energy_savings_intensity..kwh_per_ft2 |  | kwh_per_ft2 | [7 empty] | Calculated from annual energy savings by dividing by conditioned floor area | Not published in ResStock 2024.2
Calculated | yes | yes | float | no |  |  | out.electricity.ev_charging.energy_consumption_intensity..kwh_per_ft2 |  | kwh_per_ft2 | [7 empty] | Calculated from annual energy consumption by dividing by conditioned floor area | Not published in ResStock 2024.2
Calculated | yes | yes | float | no |  |  | out.electricity.ev_charging.energy_savings_intensity..kwh_per_ft2 |  | kwh_per_ft2 | [7 empty] | Calculated from annual energy savings by dividing by conditioned floor area | Not published in ResStock 2024.2
Calculated | yes | yes | float | no |  |  | out.electricity.freezer.energy_consumption_intensity..kwh_per_ft2 |  | kwh_per_ft2 | [7 empty] | Calculated from annual energy consumption by dividing by conditioned floor area | Not published in ResStock 2024.2
Calculated | yes | yes | float | no |  |  | out.electricity.freezer.energy_savings_intensity..kwh_per_ft2 |  | kwh_per_ft2 | [7 empty] | Calculated from annual energy savings by dividing by conditioned floor area | Not published in ResStock 2024.2
Calculated | yes | yes | float | no |  |  | out.electricity.heating.energy_consumption_intensity..kwh_per_ft2 |  | kwh_per_ft2 | [7 empty] | Calculated from annual energy consumption by dividing by conditioned floor area | Not published in ResStock 2024.2
Calculated | yes | yes | float | no |  |  | out.electricity.heating.energy_savings_intensity..kwh_per_ft2 |  | kwh_per_ft2 | [7 empty] | Calculated from annual energy savings by dividing by conditioned floor area | Not published in ResStock 2024.2
Calculated | yes | yes | float | no |  |  | out.electricity.heating_fans_pumps.energy_consumption_intensity..kwh_per_ft2 |  | kwh_per_ft2 | [7 empty] | Calculated from annual energy consumption by dividing by conditioned floor area | Not published in ResStock 2024.2
Calculated | yes | yes | float | no |  |  | out.electricity.heating_fans_pumps.energy_savings_intensity..kwh_per_ft2 |  | kwh_per_ft2 | [7 empty] | Calculated from annual energy savings by dividing by conditioned floor area | Not published in ResStock 2024.2
Calculated | yes | yes | float | no |  |  | out.electricity.heating_hp_bkup.energy_consumption_intensity..kwh_per_ft2 |  | kwh_per_ft2 | [7 empty] | Calculated from annual energy consumption by dividing by conditioned floor area | Not published in ResStock 2024.2
Calculated | yes | yes | float | no |  |  | out.electricity.heating_hp_bkup.energy_savings_intensity..kwh_per_ft2 |  | kwh_per_ft2 | [7 empty] | Calculated from annual energy savings by dividing by conditioned floor area | Not published in ResStock 2024.2
Calculated | yes | yes | float | no |  |  | out.electricity.heating_hp_bkup_fa.energy_consumption_intensity..kwh_per_ft2 |  | kwh_per_ft2 | [7 empty] | Calculated from annual energy consumption by dividing by conditioned floor area | Not published in ResStock 2024.2
Calculated | yes | yes | float | no |  |  | out.electricity.heating_hp_bkup_fa.energy_savings_intensity..kwh_per_ft2 |  | kwh_per_ft2 | [7 empty] | Calculated from annual energy savings by dividing by conditioned floor area | Not published in ResStock 2024.2
Calculated | yes | yes | float | no |  |  | out.electricity.hot_water.energy_consumption_intensity..kwh_per_ft2 |  | kwh_per_ft2 | [7 empty] | Calculated from annual energy consumption by dividing by conditioned floor area | Not published in ResStock 2024.2
Calculated | yes | yes | float | no |  |  | out.electricity.hot_water.energy_savings_intensity..kwh_per_ft2 |  | kwh_per_ft2 | [7 empty] | Calculated from annual energy savings by dividing by conditioned floor area | Not published in ResStock 2024.2
Calculated | yes | yes | float | no |  |  | out.electricity.hot_water_solar_th.energy_consumption_intensity..kwh_per_ft2 |  | kwh_per_ft2 | [7 empty] | Calculated from annual energy consumption by dividing by conditioned floor area | Not published in ResStock 2024.2
Calculated | yes | yes | float | no |  |  | out.electricity.hot_water_solar_th.energy_savings_intensity..kwh_per_ft2 |  | kwh_per_ft2 | [7 empty] | Calculated from annual energy savings by dividing by conditioned floor area | Not published in ResStock 2024.2
Calculated | yes | yes | float | no |  |  | out.electricity.lighting_exterior.energy_consumption_intensity..kwh_per_ft2 |  | kwh_per_ft2 | [7 empty] | Calculated from annual energy consumption by dividing by conditioned floor area | Not published in ResStock 2024.2
Calculated | yes | yes | float | no |  |  | out.electricity.lighting_exterior.energy_savings_intensity..kwh_per_ft2 |  | kwh_per_ft2 | [7 empty] | Calculated from annual energy savings by dividing by conditioned floor area | Not published in ResStock 2024.2
Calculated | yes | yes | float | no |  |  | out.electricity.lighting_garage.energy_consumption_intensity..kwh_per_ft2 |  | kwh_per_ft2 | [7 empty] | Calculated from annual energy consumption by dividing by conditioned floor area | Not published in ResStock 2024.2
Calculated | yes | yes | float | no |  |  | out.electricity.lighting_garage.energy_savings_intensity..kwh_per_ft2 |  | kwh_per_ft2 | [7 empty] | Calculated from annual energy savings by dividing by conditioned floor area | Not published in ResStock 2024.2
Calculated | yes | yes | float | no |  |  | out.electricity.lighting_interior.energy_consumption_intensity..kwh_per_ft2 |  | kwh_per_ft2 | [7 empty] | Calculated from annual energy consumption by dividing by conditioned floor area | Not published in ResStock 2024.2
Calculated | yes | yes | float | no |  |  | out.electricity.lighting_interior.energy_savings_intensity..kwh_per_ft2 |  | kwh_per_ft2 | [7 empty] | Calculated from annual energy savings by dividing by conditioned floor area | Not published in ResStock 2024.2
Calculated | yes | yes | float | no |  |  | out.electricity.mech_vent.energy_consumption_intensity..kwh_per_ft2 |  | kwh_per_ft2 | [7 empty] | Calculated from annual energy consumption by dividing by conditioned floor area | Not published in ResStock 2024.2
Calculated | yes | yes | float | no |  |  | out.electricity.mech_vent.energy_savings_intensity..kwh_per_ft2 |  | kwh_per_ft2 | [7 empty] | Calculated from annual energy savings by dividing by conditioned floor area | Not published in ResStock 2024.2
Calculated | yes | yes | float | no |  |  | out.electricity.net.energy_consumption_intensity..kwh_per_ft2 |  | kwh_per_ft2 | [7 empty] | Calculated from annual energy consumption by dividing by conditioned floor area | Not published in ResStock 2024.2
Calculated | yes | yes | float | no |  |  | out.electricity.net.energy_savings_intensity..kwh_per_ft2 |  | kwh_per_ft2 | [7 empty] | Calculated from annual energy savings by dividing by conditioned floor area | Not published in ResStock 2024.2
Calculated | yes | yes | float | no |  |  | out.electricity.permanent_spa_heat.energy_consumption_intensity..kwh_per_ft2 |  | kwh_per_ft2 | [7 empty] | Calculated from annual energy consumption by dividing by conditioned floor area | Not published in ResStock 2024.2
Calculated | yes | yes | float | no |  |  | out.electricity.permanent_spa_heat.energy_savings_intensity..kwh_per_ft2 |  | kwh_per_ft2 | [7 empty] | Calculated from annual energy savings by dividing by conditioned floor area | Not published in ResStock 2024.2
Calculated | yes | yes | float | no |  |  | out.electricity.permanent_spa_pump.energy_consumption_intensity..kwh_per_ft2 |  | kwh_per_ft2 | [7 empty] | Calculated from annual energy consumption by dividing by conditioned floor area | Not published in ResStock 2024.2
Calculated | yes | yes | float | no |  |  | out.electricity.permanent_spa_pump.energy_savings_intensity..kwh_per_ft2 |  | kwh_per_ft2 | [7 empty] | Calculated from annual energy savings by dividing by conditioned floor area | Not published in ResStock 2024.2
Calculated | yes | yes | float | no |  |  | out.electricity.plug_loads.energy_consumption_intensity..kwh_per_ft2 |  | kwh_per_ft2 | [7 empty] | Calculated from annual energy consumption by dividing by conditioned floor area | Not published in ResStock 2024.2
Calculated | yes | yes | float | no |  |  | out.electricity.plug_loads.energy_savings_intensity..kwh_per_ft2 |  | kwh_per_ft2 | [7 empty] | Calculated from annual energy savings by dividing by conditioned floor area | Not published in ResStock 2024.2
Calculated | yes | yes | float | no |  |  | out.electricity.pool_heater.energy_consumption_intensity..kwh_per_ft2 |  | kwh_per_ft2 | [7 empty] | Calculated from annual energy consumption by dividing by conditioned floor area | Not published in ResStock 2024.2
Calculated | yes | yes | float | no |  |  | out.electricity.pool_heater.energy_savings_intensity..kwh_per_ft2 |  | kwh_per_ft2 | [7 empty] | Calculated from annual energy savings by dividing by conditioned floor area | Not published in ResStock 2024.2
Calculated | yes | yes | float | no |  |  | out.electricity.pool_pump.energy_consumption_intensity..kwh_per_ft2 |  | kwh_per_ft2 | [7 empty] | Calculated from annual energy consumption by dividing by conditioned floor area | Not published in ResStock 2024.2
Calculated | yes | yes | float | no |  |  | out.electricity.pool_pump.energy_savings_intensity..kwh_per_ft2 |  | kwh_per_ft2 | [7 empty] | Calculated from annual energy savings by dividing by conditioned floor area | Not published in ResStock 2024.2
Calculated | yes | yes | float | no |  |  | out.electricity.pv.energy_consumption_intensity..kwh_per_ft2 |  | kwh_per_ft2 | [7 empty] | Calculated from annual energy consumption by dividing by conditioned floor area | Not published in ResStock 2024.2
Calculated | yes | yes | float | no |  |  | out.electricity.pv.energy_savings_intensity..kwh_per_ft2 |  | kwh_per_ft2 | [7 empty] | Calculated from annual energy savings by dividing by conditioned floor area | Not published in ResStock 2024.2
Calculated | yes | yes | float | no |  |  | out.electricity.range_oven.energy_consumption_intensity..kwh_per_ft2 |  | kwh_per_ft2 | [7 empty] | Calculated from annual energy consumption by dividing by conditioned floor area | Not published in ResStock 2024.2
Calculated | yes | yes | float | no |  |  | out.electricity.range_oven.energy_savings_intensity..kwh_per_ft2 |  | kwh_per_ft2 | [7 empty] | Calculated from annual energy savings by dividing by conditioned floor area | Not published in ResStock 2024.2
Calculated | yes | yes | float | no |  |  | out.electricity.refrigerator.energy_consumption_intensity..kwh_per_ft2 |  | kwh_per_ft2 | [7 empty] | Calculated from annual energy consumption by dividing by conditioned floor area | Not published in ResStock 2024.2
Calculated | yes | yes | float | no |  |  | out.electricity.refrigerator.energy_savings_intensity..kwh_per_ft2 |  | kwh_per_ft2 | [7 empty] | Calculated from annual energy savings by dividing by conditioned floor area | Not published in ResStock 2024.2
Calculated | yes | yes | float | no |  |  | out.electricity.television.energy_consumption_intensity..kwh_per_ft2 |  | kwh_per_ft2 | [7 empty] | Calculated from annual energy consumption by dividing by conditioned floor area | Not published in ResStock 2024.2
Calculated | yes | yes | float | no |  |  | out.electricity.television.energy_savings_intensity..kwh_per_ft2 |  | kwh_per_ft2 | [7 empty] | Calculated from annual energy savings by dividing by conditioned floor area | Not published in ResStock 2024.2
Calculated | yes | yes | float | no |  |  | out.electricity.total.energy_consumption_intensity..kwh_per_ft2 |  | kwh_per_ft2 | [7 empty] | Calculated from annual energy consumption by dividing by conditioned floor area | Not published in ResStock 2024.2
Calculated | yes | yes | float | no |  |  | out.electricity.total.energy_savings_intensity..kwh_per_ft2 |  | kwh_per_ft2 | [7 empty] | Calculated from annual energy savings by dividing by conditioned floor area | Not published in ResStock 2024.2
Calculated | yes | yes | float | no |  |  | out.electricity.well_pump.energy_consumption_intensity..kwh_per_ft2 |  | kwh_per_ft2 | [7 empty] | Calculated from annual energy consumption by dividing by conditioned floor area | Not published in ResStock 2024.2
Calculated | yes | yes | float | no |  |  | out.electricity.well_pump.energy_savings_intensity..kwh_per_ft2 |  | kwh_per_ft2 | [7 empty] | Calculated from annual energy savings by dividing by conditioned floor area | Not published in ResStock 2024.2
Calculated | yes | yes | float | no |  |  | out.fuel_oil.heating.energy_consumption_intensity..kwh_per_ft2 |  | kwh_per_ft2 | [7 empty] | Calculated from annual energy consumption by dividing by conditioned floor area | Not published in ResStock 2024.2
Calculated | yes | yes | float | no |  |  | out.fuel_oil.heating.energy_savings_intensity..kwh_per_ft2 |  | kwh_per_ft2 | [7 empty] | Calculated from annual energy savings by dividing by conditioned floor area | Not published in ResStock 2024.2
Calculated | yes | yes | float | no |  |  | out.fuel_oil.hot_water.energy_consumption_intensity..kwh_per_ft2 |  | kwh_per_ft2 | [7 empty] | Calculated from annual energy consumption by dividing by conditioned floor area | Not published in ResStock 2024.2
Calculated | yes | yes | float | no |  |  | out.fuel_oil.hot_water.energy_savings_intensity..kwh_per_ft2 |  | kwh_per_ft2 | [7 empty] | Calculated from annual energy savings by dividing by conditioned floor area | Not published in ResStock 2024.2
Calculated | yes | yes | float | no |  |  | out.fuel_oil.total.energy_consumption_intensity..kwh_per_ft2 |  | kwh_per_ft2 | [7 empty] | Calculated from annual energy consumption by dividing by conditioned floor area | Not published in ResStock 2024.2
Calculated | yes | yes | float | no |  |  | out.fuel_oil.total.energy_savings_intensity..kwh_per_ft2 |  | kwh_per_ft2 | [7 empty] | Calculated from annual energy savings by dividing by conditioned floor area | Not published in ResStock 2024.2
Calculated | yes | yes | float | no |  |  | out.natural_gas.clothes_dryer.energy_consumption_intensity..kwh_per_ft2 |  | kwh_per_ft2 | [7 empty] | Calculated from annual energy consumption by dividing by conditioned floor area | Not published in ResStock 2024.2
Calculated | yes | yes | float | no |  |  | out.natural_gas.clothes_dryer.energy_savings_intensity..kwh_per_ft2 |  | kwh_per_ft2 | [7 empty] | Calculated from annual energy savings by dividing by conditioned floor area | Not published in ResStock 2024.2
Calculated | yes | yes | float | no |  |  | out.natural_gas.fireplace.energy_consumption_intensity..kwh_per_ft2 |  | kwh_per_ft2 | [7 empty] | Calculated from annual energy consumption by dividing by conditioned floor area | Not published in ResStock 2024.2
Calculated | yes | yes | float | no |  |  | out.natural_gas.fireplace.energy_savings_intensity..kwh_per_ft2 |  | kwh_per_ft2 | [7 empty] | Calculated from annual energy savings by dividing by conditioned floor area | Not published in ResStock 2024.2
Calculated | yes | yes | float | no |  |  | out.natural_gas.grill.energy_consumption_intensity..kwh_per_ft2 |  | kwh_per_ft2 | [7 empty] | Calculated from annual energy consumption by dividing by conditioned floor area | Not published in ResStock 2024.2
Calculated | yes | yes | float | no |  |  | out.natural_gas.grill.energy_savings_intensity..kwh_per_ft2 |  | kwh_per_ft2 | [7 empty] | Calculated from annual energy savings by dividing by conditioned floor area | Not published in ResStock 2024.2
Calculated | yes | yes | float | no |  |  | out.natural_gas.heating.energy_consumption_intensity..kwh_per_ft2 |  | kwh_per_ft2 | [7 empty] | Calculated from annual energy consumption by dividing by conditioned floor area | Not published in ResStock 2024.2
Calculated | yes | yes | float | no |  |  | out.natural_gas.heating.energy_savings_intensity..kwh_per_ft2 |  | kwh_per_ft2 | [7 empty] | Calculated from annual energy savings by dividing by conditioned floor area | Not published in ResStock 2024.2
Calculated | yes | yes | float | no |  |  | out.natural_gas.hot_water.energy_consumption_intensity..kwh_per_ft2 |  | kwh_per_ft2 | [7 empty] | Calculated from annual energy consumption by dividing by conditioned floor area | Not published in ResStock 2024.2
Calculated | yes | yes | float | no |  |  | out.natural_gas.hot_water.energy_savings_intensity..kwh_per_ft2 |  | kwh_per_ft2 | [7 empty] | Calculated from annual energy savings by dividing by conditioned floor area | Not published in ResStock 2024.2
Calculated | yes | yes | float | no |  |  | out.natural_gas.lighting.energy_consumption_intensity..kwh_per_ft2 |  | kwh_per_ft2 | [7 empty] | Calculated from annual energy consumption by dividing by conditioned floor area | Not published in ResStock 2024.2
Calculated | yes | yes | float | no |  |  | out.natural_gas.lighting.energy_savings_intensity..kwh_per_ft2 |  | kwh_per_ft2 | [7 empty] | Calculated from annual energy savings by dividing by conditioned floor area | Not published in ResStock 2024.2
Calculated | yes | yes | float | no |  |  | out.natural_gas.permanent_spa_heat.energy_consumption_intensity..kwh_per_ft2 |  | kwh_per_ft2 | [7 empty] | Calculated from annual energy consumption by dividing by conditioned floor area | Not published in ResStock 2024.2
Calculated | yes | yes | float | no |  |  | out.natural_gas.permanent_spa_heat.energy_savings_intensity..kwh_per_ft2 |  | kwh_per_ft2 | [7 empty] | Calculated from annual energy savings by dividing by conditioned floor area | Not published in ResStock 2024.2
Calculated | yes | yes | float | no |  |  | out.natural_gas.pool_heater.energy_consumption_intensity..kwh_per_ft2 |  | kwh_per_ft2 | [7 empty] | Calculated from annual energy consumption by dividing by conditioned floor area | Not published in ResStock 2024.2
Calculated | yes | yes | float | no |  |  | out.natural_gas.pool_heater.energy_savings_intensity..kwh_per_ft2 |  | kwh_per_ft2 | [7 empty] | Calculated from annual energy savings by dividing by conditioned floor area | Not published in ResStock 2024.2
Calculated | yes | yes | float | no |  |  | out.natural_gas.range_oven.energy_consumption_intensity..kwh_per_ft2 |  | kwh_per_ft2 | [7 empty] | Calculated from annual energy consumption by dividing by conditioned floor area | Not published in ResStock 2024.2
Calculated | yes | yes | float | no |  |  | out.natural_gas.range_oven.energy_savings_intensity..kwh_per_ft2 |  | kwh_per_ft2 | [7 empty] | Calculated from annual energy savings by dividing by conditioned floor area | Not published in ResStock 2024.2
Calculated | yes | yes | float | no |  |  | out.natural_gas.total.energy_consumption_intensity..kwh_per_ft2 |  | kwh_per_ft2 | [7 empty] | Calculated from annual energy consumption by dividing by conditioned floor area | Not published in ResStock 2024.2
Calculated | yes | yes | float | no |  |  | out.natural_gas.total.energy_savings_intensity..kwh_per_ft2 |  | kwh_per_ft2 | [7 empty] | Calculated from annual energy savings by dividing by conditioned floor area | Not published in ResStock 2024.2
Calculated | yes | yes | float | no |  |  | out.propane.clothes_dryer.energy_consumption_intensity..kwh_per_ft2 |  | kwh_per_ft2 | [7 empty] | Calculated from annual energy consumption by dividing by conditioned floor area | Not published in ResStock 2024.2
Calculated | yes | yes | float | no |  |  | out.propane.clothes_dryer.energy_savings_intensity..kwh_per_ft2 |  | kwh_per_ft2 | [7 empty] | Calculated from annual energy savings by dividing by conditioned floor area | Not published in ResStock 2024.2
Calculated | yes | yes | float | no |  |  | out.propane.heating.energy_consumption_intensity..kwh_per_ft2 |  | kwh_per_ft2 | [7 empty] | Calculated from annual energy consumption by dividing by conditioned floor area | Not published in ResStock 2024.2
Calculated | yes | yes | float | no |  |  | out.propane.heating.energy_savings_intensity..kwh_per_ft2 |  | kwh_per_ft2 | [7 empty] | Calculated from annual energy savings by dividing by conditioned floor area | Not published in ResStock 2024.2
Calculated | yes | yes | float | no |  |  | out.propane.hot_water.energy_consumption_intensity..kwh_per_ft2 |  | kwh_per_ft2 | [7 empty] | Calculated from annual energy consumption by dividing by conditioned floor area | Not published in ResStock 2024.2
Calculated | yes | yes | float | no |  |  | out.propane.hot_water.energy_savings_intensity..kwh_per_ft2 |  | kwh_per_ft2 | [7 empty] | Calculated from annual energy savings by dividing by conditioned floor area | Not published in ResStock 2024.2
Calculated | yes | yes | float | no |  |  | out.propane.range_oven.energy_consumption_intensity..kwh_per_ft2 |  | kwh_per_ft2 | [7 empty] | Calculated from annual energy consumption by dividing by conditioned floor area | Not published in ResStock 2024.2
Calculated | yes | yes | float | no |  |  | out.propane.range_oven.energy_savings_intensity..kwh_per_ft2 |  | kwh_per_ft2 | [7 empty] | Calculated from annual energy savings by dividing by conditioned floor area | Not published in ResStock 2024.2
Calculated | yes | yes | float | no |  |  | out.propane.total.energy_consumption_intensity..kwh_per_ft2 |  | kwh_per_ft2 | [7 empty] | Calculated from annual energy consumption by dividing by conditioned floor area | Not published in ResStock 2024.2
Calculated | yes | yes | float | no |  |  | out.propane.total.energy_savings_intensity..kwh_per_ft2 |  | kwh_per_ft2 | [7 empty] | Calculated from annual energy savings by dividing by conditioned floor area | Not published in ResStock 2024.2
Calculated | yes | yes | float | no |  |  | out.site_energy.net.energy_consumption_intensity..kwh_per_ft2 |  | kwh_per_ft2 | [7 empty] | Calculated from annual energy consumption by dividing by conditioned floor area | Not published in ResStock 2024.2
Calculated | yes | yes | float | no |  |  | out.site_energy.net.energy_savings_intensity..kwh_per_ft2 |  | kwh_per_ft2 | [7 empty] | Calculated from annual energy savings by dividing by conditioned floor area | Not published in ResStock 2024.2
Calculated | yes | yes | float | no |  |  | out.site_energy.total.energy_consumption_intensity..kwh_per_ft2 |  | kwh_per_ft2 | [7 empty] | Calculated from annual energy consumption by dividing by conditioned floor area | Not published in ResStock 2024.2
Calculated | yes | yes | float | no |  |  | out.site_energy.total.energy_savings_intensity..kwh_per_ft2 |  | kwh_per_ft2 | [7 empty] | Calculated from annual energy savings by dividing by conditioned floor area | Not published in ResStock 2024.2
Calculated | yes | no | string | no |  |  | upgrade.clothes_dryer | [9 empty] | Indicates the type of clothes dryer the model is upgraded to. Blank value indicates no upgrade.
Calculated | yes | no | string | no |  |  | upgrade.cooking_range | [9 empty] | Indicates the type of cooking range the model is upgraded to. Blank value indicates no upgrade.
Calculated | yes | no | string | no |  |  | upgrade.cooling_setpoint_has_offset | [9 empty] | Indicates the cooling setpoint the model is upgraded to. Blank value indicates no upgrade.
Calculated | yes | no | string | no |  |  | upgrade.cooling_setpoint_offset_magnitude | [9 empty] | Indicates the magnitude of the cooling setpoint the model is upgraded to. Blank value indicates no upgrade.
Calculated | yes | no | string | no |  |  | upgrade.cooling_setpoint_offset_period | [9 empty] | Indicates the period of the cooling setpoint the model is upgraded to. Blank value indicates no upgrade.
Calculated | yes | yes | string | no |  |  | upgrade.electric_vehicle_charger | [9 empty] | Indicates the electric vehicle charger the model is upgraded to. Blank value indicates no upgrade. | No direct equivalent in ResStock 2024.2
Calculated | yes | yes | string | no |  |  | upgrade.electric_vehicle_efficiency_increase | [9 empty] | Indicates the efficiency increase of the electric vehicle the model is upgraded to. Blank value indicates no upgrade. | No direct equivalent in ResStock 2024.2
Calculated | yes | yes | string | no |  |  | upgrade.electric_vehicle_ownership | [9 empty] | Indicates the electric vehicle ownership of the building the model is upgraded to. Blank value indicates no upgrade. | No direct equivalent in ResStock 2024.2
Calculated | yes | yes | string | no |  |  | upgrade.heating_fuel | [9 empty] | Indicates the heating fuel the model is upgraded to. Blank value indicates no upgrade. | No direct equivalent in ResStock 2024.2
Calculated | yes | no | string | no |  |  | upgrade.heating_setpoint_has_offset | [9 empty] | Indicates the heating setpoint offset the model is upgraded to. Blank value indicates no upgrade.
Calculated | yes | no | string | no |  |  | upgrade.heating_setpoint_offset_magnitude | [9 empty] | Indicates the magnitude of the heating setpoint offset the model is upgraded to. Blank value indicates no upgrade.
Calculated | yes | no | string | no |  |  | upgrade.heating_setpoint_offset_period | [9 empty] | Indicates the period of the heating setpoint offset the model is upgraded to. Blank value indicates no upgrade.
Calculated | yes | yes | string | no |  |  | upgrade.hvac_cooling_efficiency | [9 empty] | Indicates the efficiency of the HVAC cooling the model is upgraded to. Blank value indicates no upgrade. | upgrade.hvac_cooling_efficiency
Calculated | yes | yes | string | no |  |  | upgrade.hvac_cooling_partial_space_conditioning | [9 empty] | Indicates the partial space conditioning of the HVAC cooling the model is upgraded to. Blank value indicates no upgrade. | upgrade.hvac_cooling_partial_space_conditioning
Calculated | yes | yes | string | no |  |  | upgrade.hvac_heating_efficiency | [9 empty] | Indicates the efficiency of the HVAC heating the model is upgraded to. Blank value indicates no upgrade. | upgrade.hvac_heating_efficiency
Calculated | yes | yes | string | no |  |  | upgrade.hvac_heating_type_and_fuel | [9 empty] | Indicates the heating type and fuel the model is upgraded to. Blank value indicates no upgrade. | No direct equivalent in ResStock 2024.2
Calculated | yes | no | string | no |  |  | upgrade.hvac_secondary_heating_efficiency | [9 empty] | Indicates the efficiency of the HVAC secondary heating the model is upgraded to. Blank value indicates no upgrade.
Calculated | yes | no | string | no |  |  | upgrade.hvac_secondary_heating_fuel | [9 empty] | Indicates the fuel of the HVAC secondary heating the model is upgraded to. Blank value indicates no upgrade.
Calculated | yes | yes | string | no |  |  | upgrade.infiltration_reduction | [9 empty] | Indicates the infiltration reduction of the building the model is upgraded to. Blank value indicates no upgrade. | upgrade.infiltration_reduction
Calculated | yes | yes | string | no |  |  | upgrade.insulation_ceiling | [9 empty] | Indicates the insulation ceiling of the building the model is upgraded to. Blank value indicates no upgrade. | upgrade.insulation_ceiling
Calculated | yes | no | string | no |  |  | upgrade.misc_hot_tub_spa | [9 empty] | Indicates the hot tub or spa the model is upgraded to. Blank value indicates no upgrade.
Calculated | yes | no | string | no |  |  | upgrade.misc_pool_heater | [9 empty] | Indicates the pool heater the model is upgraded to. Blank value indicates no upgrade.
Calculated | yes | yes | string | no |  |  | upgrade.water_heater_efficiency | [9 empty] | Indicates the efficiency of the water heater the model is upgraded to. Blank value indicates no upgrade. | upgrade.water_heater_efficiency
Calculated | yes | yes | string | no |  |  | upgrade.water_heater_fuel | [9 empty] | Indicates which fuel is used for the water heater the model is upgraded to. Blank value indicates no upgrade. | upgrade.water_heater_fuel
Calculated | yes | yes | string | no |  |  | upgrade.hvac_detailed_performance_data | [9 empty] | Indicates the HVAC detailed performance data the model is upgraded to. Blank value indicates no upgrade. | No direct equivalent in ResStock 2024.2
Calculated | yes | yes | string | no |  |  | upgrade.demand_flexibility_electric_vehicle | [9 empty] | Indicates if demand flexibility is applied to electric vehicle in the model. Blank value indicates the upgrade didn't apply. | No direct equivalent in ResStock 2024.2
Calculated | yes | yes | string | no |  |  | upgrade.demand_flexibility_hvac | [9 empty] | Indicates if demand flexibility is applied to HVAC in the model. Blank value indicates the upgrade didn't apply. | No direct equivalent in ResStock 2024.2
Calculated | yes | yes | string | no |  |  | upgrade.demand_flexibility_random_shift | [9 empty] | Indicates the number of minutes of random shift applied for demand flexibility in the model. Blank value indicates the upgrade didn't apply. | No direct equivalent in ResStock 2024.2
Calculated | yes | yes | string | no |  |  | upgrade.duct_leakage_and_insulation | [9 empty] | Indicates the duct leakge to outside and duct insulation the model is upgraded to. Blank value indicates the upgrade didn't apply. | No direct equivalent in ResStock 2024.2
Calculated | yes | yes | string | no |  |  | upgrade.infiltration | [9 empty] | Indicates the infiltration rate the model is upgraded to. Blank value indicates the upgrade didn't apply. | No direct equivalent in ResStock 2024.2
Calculated | yes | yes | string | no |  |  | upgrade.insulation_wall | [9 empty] | Indicates the wall type and insulation the model is upgraded to. Blank value indicates the upgrade didn't apply. | No direct equivalent in ResStock 2024.2
Calculated | yes | yes | string | no |  |  | upgrade.windows | [9 empty] | Only appears when at least one building has this upgrade. | No direct equivalent in ResStock 2024.2
Output | yes | yes | float | no | [6 empty] | Site Outdoor Air Drybulb Temperature: Environment | C | out.outdoor_air_dryblub_temp.c | out.outdoor_air_dryblub_temp.c | C | 1 |  | out.outdoor_air_dryblub_temp.c
Output | yes | yes | float | no | [6 empty] | Zone Mean Air Temperature: Air Source Heat Pump Airloop Ret Air Zone | C | out.zone_mean_air_temp.air_source_heat_pump_airloop_ret_air_zone.c | out.zone_mean_air_temp.air_source_heat_pump_airloop_ret_air_zone.c | C | 1 |  | out.zone_mean_air_temp.air_source_heat_pump_airloop_ret_air_zone.c
Output | yes | yes | float | no | [6 empty] | Zone Mean Air Temperature: Attic - Vented | C | out.zone_mean_air_temp.attic_vented.c | out.zone_mean_air_temp.attic_vented.c | C | 1 |  | out.zone_mean_air_temp.attic_vented.c
Output | yes | yes | float | no | [6 empty] | Zone Mean Air Temperature: Attic - Unvented | C | out.zone_mean_air_temp.attic_unvented.c | out.zone_mean_air_temp.attic_unvented.c | C | 1 |  | out.zone_mean_air_temp.attic_unvented.c
Output | yes | yes | float | no | [6 empty] | Zone Mean Air Temperature: Basement - Unconditioned | C | out.zone_mean_air_temp.basement_unconditioned.c | out.zone_mean_air_temp.basement_unconditioned.c | C | 1 |  | out.zone_mean_air_temp.basement_unconditioned.c
Output | yes | yes | float | no | [6 empty] | Zone Mean Air Temperature: Basement - Conditioned | C | out.zone_mean_air_temp.basement_conditioned.c | out.zone_mean_air_temp.basement_conditioned.c | C | 1 |  | Not published in ResStock 2024.2
Output | yes | yes | float | no | [6 empty] | Zone Mean Air Temperature: Central AC Airloop Ret Air Zone | C | out.zone_mean_air_temp.central_ac_airloop_ret_air_zone.c | out.zone_mean_air_temp.central_ac_airloop_ret_air_zone.c | C | 1 |  | out.zone_mean_air_temp.central_ac_airloop_ret_air_zone.c
Output | yes | yes | float | no | [6 empty] | Zone Mean Air Temperature: Central AC And Furnace Airloop Ret Air Zone | C | out.zone_mean_air_temp.central_ac_and_furnace_airloop_ret_air_zone.c | out.zone_mean_air_temp.central_ac_and_furnace_airloop_ret_air_zone.c | C | 1 |  | out.zone_mean_air_temp.central_ac_and_furnace_airloop_ret_air_zone.c
Output | yes | yes | float | no | [6 empty] | Zone Mean Air Temperature: Furnace Airloop Ret Air Zone | C | out.zone_mean_air_temp.furnace_airloop_ret_air_zone.c | out.zone_mean_air_temp.furnace_airloop_ret_air_zone.c | C | 1 |  | out.zone_mean_air_temp.furnace_airloop_ret_air_zone.c
Output | yes | yes | float | no | [6 empty] | Zone Mean Air Temperature: Garage | C | out.zone_mean_air_temp.garage.c | out.zone_mean_air_temp.garage.c | C | 1 |  | out.zone_mean_air_temp.garage.c
Output | yes | yes | float | no | [6 empty] | Zone Mean Air Temperature: Ground Source Heat Pump Airloop Ret Air Zone | C | out.zone_mean_air_temp.ground_source_heat_pump_airloop_ret_air_zone.c | out.zone_mean_air_temp.ground_source_heat_pump_airloop_ret_air_zone.c | C | 1 |  | out.zone_mean_air_temp.ground_source_heat_pump_airloop_ret_air_zone.c
Output | yes | yes | float | no | [6 empty] | Zone Mean Air Temperature: Crawlspace - Unvented | C | out.zone_mean_air_temp.crawlspace_unvented.c | out.zone_mean_air_temp.crawlspace_unvented.c | C | 1 |  | Not published in ResStock 2024.2
Output | yes | yes | float | no | [6 empty] | Zone Mean Air Temperature: Crawlspace - Vented | C | out.zone_mean_air_temp.crawlspace_vented.c | out.zone_mean_air_temp.crawlspace_vented.c | C | 1 |  | Not published in ResStock 2024.2
Output | yes | yes | float | no | [6 empty] | Zone Mean Air Temperature: Conditioned Space | C | out.zone_mean_air_temp.conditioned_space.c | out.zone_mean_air_temp.conditioned_space.c | C | 1 |  | Not published in ResStock 2024.2
Calculated | yes | yes | float | no |  |  | calc.weighted.electricity.ceiling_fan.energy_consumption..tbtu |  | tbtu | [7 empty] | Calculated from annual results by multiplying by weight. | Not published in ResStock 2024.2
Calculated | yes | yes | float | no |  |  | calc.weighted.electricity.clothes_dryer.energy_consumption..tbtu |  | tbtu | [7 empty] | Calculated from annual results by multiplying by weight. | Not published in ResStock 2024.2
Calculated | yes | yes | float | no |  |  | calc.weighted.electricity.clothes_washer.energy_consumption..tbtu |  | tbtu | [7 empty] | Calculated from annual results by multiplying by weight. | Not published in ResStock 2024.2
Calculated | yes | yes | float | no |  |  | calc.weighted.electricity.cooling.energy_consumption..tbtu |  | tbtu | [7 empty] | Calculated from annual results by multiplying by weight. | Not published in ResStock 2024.2
Calculated | yes | yes | float | no |  |  | calc.weighted.electricity.cooling_fans_pumps.energy_consumption..tbtu |  | tbtu | [7 empty] | Calculated from annual results by multiplying by weight. | Not published in ResStock 2024.2
Calculated | yes | yes | float | no |  |  | calc.weighted.electricity.dishwasher.energy_consumption..tbtu |  | tbtu | [7 empty] | Calculated from annual results by multiplying by weight. | Not published in ResStock 2024.2
Calculated | yes | yes | float | no |  |  | calc.weighted.electricity.ev_charging.energy_consumption..tbtu |  | tbtu | [7 empty] | Calculated from annual results by multiplying by weight. | Not published in ResStock 2024.2
Calculated | yes | yes | float | no |  |  | calc.weighted.electricity.freezer.energy_consumption..tbtu |  | tbtu | [7 empty] | Calculated from annual results by multiplying by weight. | Not published in ResStock 2024.2
Calculated | yes | yes | float | no |  |  | calc.weighted.electricity.heating.energy_consumption..tbtu |  | tbtu | [7 empty] | Calculated from annual results by multiplying by weight. | Not published in ResStock 2024.2
Calculated | yes | yes | float | no |  |  | calc.weighted.electricity.heating_fans_pumps.energy_consumption..tbtu |  | tbtu | [7 empty] | Calculated from annual results by multiplying by weight. | Not published in ResStock 2024.2
Calculated | yes | yes | float | no |  |  | calc.weighted.electricity.heating_hp_bkup.energy_consumption..tbtu |  | tbtu | [7 empty] | Calculated from annual results by multiplying by weight. | Not published in ResStock 2024.2
Calculated | yes | yes | float | no |  |  | calc.weighted.electricity.heating_hp_bkup_fa.energy_consumption..tbtu |  | tbtu | [7 empty] | Calculated from annual results by multiplying by weight. | Not published in ResStock 2024.2
Calculated | yes | yes | float | no |  |  | calc.weighted.electricity.hot_water.energy_consumption..tbtu |  | tbtu | [7 empty] | Calculated from annual results by multiplying by weight. | Not published in ResStock 2024.2
Calculated | yes | yes | float | no |  |  | calc.weighted.electricity.hot_water_solar_th.energy_consumption..tbtu |  | tbtu | [7 empty] | Calculated from annual results by multiplying by weight. | Not published in ResStock 2024.2
Calculated | yes | yes | float | no |  |  | calc.weighted.electricity.lighting_exterior.energy_consumption..tbtu |  | tbtu | [7 empty] | Calculated from annual results by multiplying by weight. | Not published in ResStock 2024.2
Calculated | yes | yes | float | no |  |  | calc.weighted.electricity.lighting_garage.energy_consumption..tbtu |  | tbtu | [7 empty] | Calculated from annual results by multiplying by weight. | Not published in ResStock 2024.2
Calculated | yes | yes | float | no |  |  | calc.weighted.electricity.lighting_interior.energy_consumption..tbtu |  | tbtu | [7 empty] | Calculated from annual results by multiplying by weight. | Not published in ResStock 2024.2
Calculated | yes | yes | float | no |  |  | calc.weighted.electricity.mech_vent.energy_consumption..tbtu |  | tbtu | [7 empty] | Calculated from annual results by multiplying by weight. | Not published in ResStock 2024.2
Calculated | yes | yes | float | no |  |  | calc.weighted.electricity.net.energy_consumption..tbtu |  | tbtu | [7 empty] | Calculated from annual results by multiplying by weight. | Not published in ResStock 2024.2
Calculated | yes | yes | float | no |  |  | calc.weighted.electricity.permanent_spa_heat.energy_consumption..tbtu |  | tbtu | [7 empty] | Calculated from annual results by multiplying by weight. | Not published in ResStock 2024.2
Calculated | yes | yes | float | no |  |  | calc.weighted.electricity.permanent_spa_pump.energy_consumption..tbtu |  | tbtu | [7 empty] | Calculated from annual results by multiplying by weight. | Not published in ResStock 2024.2
Calculated | yes | yes | float | no |  |  | calc.weighted.electricity.plug_loads.energy_consumption..tbtu |  | tbtu | [7 empty] | Calculated from annual results by multiplying by weight. | Not published in ResStock 2024.2
Calculated | yes | yes | float | no |  |  | calc.weighted.electricity.pool_heater.energy_consumption..tbtu |  | tbtu | [7 empty] | Calculated from annual results by multiplying by weight. | Not published in ResStock 2024.2
Calculated | yes | yes | float | no |  |  | calc.weighted.electricity.pool_pump.energy_consumption..tbtu |  | tbtu | [7 empty] | Calculated from annual results by multiplying by weight. | Not published in ResStock 2024.2
Calculated | yes | yes | float | no |  |  | calc.weighted.electricity.pv.energy_consumption..tbtu |  | tbtu | [7 empty] | Calculated from annual results by multiplying by weight. | Not published in ResStock 2024.2
Calculated | yes | yes | float | no |  |  | calc.weighted.electricity.range_oven.energy_consumption..tbtu |  | tbtu | [7 empty] | Calculated from annual results by multiplying by weight. | Not published in ResStock 2024.2
Calculated | yes | yes | float | no |  |  | calc.weighted.electricity.refrigerator.energy_consumption..tbtu |  | tbtu | [7 empty] | Calculated from annual results by multiplying by weight. | Not published in ResStock 2024.2
Calculated | yes | yes | float | no |  |  | calc.weighted.electricity.television.energy_consumption..tbtu |  | tbtu | [7 empty] | Calculated from annual results by multiplying by weight. | Not published in ResStock 2024.2
Calculated | yes | yes | float | no |  |  | calc.weighted.electricity.total.energy_consumption..tbtu |  | tbtu | [7 empty] | Calculated from annual results by multiplying by weight. | Not published in ResStock 2024.2
Calculated | yes | yes | float | no |  |  | calc.weighted.electricity.well_pump.energy_consumption..tbtu |  | tbtu | [7 empty] | Calculated from annual results by multiplying by weight. | Not published in ResStock 2024.2
Calculated | yes | yes | float | no |  |  | calc.weighted.fuel_oil.heating.energy_consumption..tbtu |  | tbtu | [7 empty] | Calculated from annual results by multiplying by weight. | Not published in ResStock 2024.2
Calculated | yes | yes | float | no |  |  | calc.weighted.fuel_oil.hot_water.energy_consumption..tbtu |  | tbtu | [7 empty] | Calculated from annual results by multiplying by weight. | Not published in ResStock 2024.2
Calculated | yes | yes | float | no |  |  | calc.weighted.fuel_oil.total.energy_consumption..tbtu |  | tbtu | [7 empty] | Calculated from annual results by multiplying by weight. | Not published in ResStock 2024.2
Calculated | yes | yes | float | no |  |  | calc.weighted.natural_gas.clothes_dryer.energy_consumption..tbtu |  | tbtu | [7 empty] | Calculated from annual results by multiplying by weight. | Not published in ResStock 2024.2
Calculated | yes | yes | float | no |  |  | calc.weighted.natural_gas.fireplace.energy_consumption..tbtu |  | tbtu | [7 empty] | Calculated from annual results by multiplying by weight. | Not published in ResStock 2024.2
Calculated | yes | yes | float | no |  |  | calc.weighted.natural_gas.grill.energy_consumption..tbtu |  | tbtu | [7 empty] | Calculated from annual results by multiplying by weight. | Not published in ResStock 2024.2
Calculated | yes | yes | float | no |  |  | calc.weighted.natural_gas.heating.energy_consumption..tbtu |  | tbtu | [7 empty] | Calculated from annual results by multiplying by weight. | Not published in ResStock 2024.2
Calculated | yes | yes | float | no |  |  | calc.weighted.natural_gas.hot_water.energy_consumption..tbtu |  | tbtu | [7 empty] | Calculated from annual results by multiplying by weight. | Not published in ResStock 2024.2
Calculated | yes | yes | float | no |  |  | calc.weighted.natural_gas.lighting.energy_consumption..tbtu |  | tbtu | [7 empty] | Calculated from annual results by multiplying by weight. | Not published in ResStock 2024.2
Calculated | yes | yes | float | no |  |  | calc.weighted.natural_gas.permanent_spa_heat.energy_consumption..tbtu |  | tbtu | [7 empty] | Calculated from annual results by multiplying by weight. | Not published in ResStock 2024.2
Calculated | yes | yes | float | no |  |  | calc.weighted.natural_gas.pool_heater.energy_consumption..tbtu |  | tbtu | [7 empty] | Calculated from annual results by multiplying by weight. | Not published in ResStock 2024.2
Calculated | yes | yes | float | no |  |  | calc.weighted.natural_gas.range_oven.energy_consumption..tbtu |  | tbtu | [7 empty] | Calculated from annual results by multiplying by weight. | Not published in ResStock 2024.2
Calculated | yes | yes | float | no |  |  | calc.weighted.natural_gas.total.energy_consumption..tbtu |  | tbtu | [7 empty] | Calculated from annual results by multiplying by weight. | Not published in ResStock 2024.2
Calculated | yes | yes | float | no |  |  | calc.weighted.propane.clothes_dryer.energy_consumption..tbtu |  | tbtu | [7 empty] | Calculated from annual results by multiplying by weight. | Not published in ResStock 2024.2
Calculated | yes | yes | float | no |  |  | calc.weighted.propane.heating.energy_consumption..tbtu |  | tbtu | [7 empty] | Calculated from annual results by multiplying by weight. | Not published in ResStock 2024.2
Calculated | yes | yes | float | no |  |  | calc.weighted.propane.hot_water.energy_consumption..tbtu |  | tbtu | [7 empty] | Calculated from annual results by multiplying by weight. | Not published in ResStock 2024.2
Calculated | yes | yes | float | no |  |  | calc.weighted.propane.range_oven.energy_consumption..tbtu |  | tbtu | [7 empty] | Calculated from annual results by multiplying by weight. | Not published in ResStock 2024.2
Calculated | yes | yes | float | no |  |  | calc.weighted.propane.total.energy_consumption..tbtu |  | tbtu | [7 empty] | Calculated from annual results by multiplying by weight. | Not published in ResStock 2024.2
Calculated | yes | yes | float | no |  |  | calc.weighted.site_energy.net.energy_consumption..tbtu |  | tbtu | [7 empty] | Calculated from annual results by multiplying by weight. | Not published in ResStock 2024.2
Calculated | yes | yes | float | no |  |  | calc.weighted.site_energy.total.energy_consumption..tbtu |  | tbtu | [7 empty] | Calculated from annual results by multiplying by weight. | Not published in ResStock 2024.2
Calculated | yes | yes | float | no |  |  | calc.weighted.emissions.total.aer_high_re_cost_avg..co2e_mmt |  | co2e_mmt | [7 empty] | Calculated from annual results by multiplying by weight. | Not published in ResStock 2024.2
Calculated | yes | yes | float | no |  |  | calc.weighted.emissions.total.aer_high_re_cost_low_ng_price_avg..co2e_mmt |  | co2e_mmt | [7 empty] | Calculated from annual results by multiplying by weight. | Not published in ResStock 2024.2
Calculated | yes | yes | float | no |  |  | calc.weighted.emissions.total.aer_low_re_cost_avg..co2e_mmt |  | co2e_mmt | [7 empty] | Calculated from annual results by multiplying by weight. | Not published in ResStock 2024.2
Calculated | yes | yes | float | no |  |  | calc.weighted.emissions.total.aer_low_re_cost_high_ng_price_avg..co2e_mmt |  | co2e_mmt | [7 empty] | Calculated from annual results by multiplying by weight. | Not published in ResStock 2024.2
Calculated | yes | yes | float | no |  |  | calc.weighted.emissions.total.aer_mid_case_avg..co2e_mmt |  | co2e_mmt | [7 empty] | Calculated from annual results by multiplying by weight. | Not published in ResStock 2024.2
Calculated | yes | yes | float | no |  |  | calc.weighted.emissions.total.lrmer_high_re_cost_15..co2e_mmt |  | co2e_mmt | [7 empty] | Calculated from annual results by multiplying by weight. | Not published in ResStock 2024.2
Calculated | yes | yes | float | no |  |  | calc.weighted.emissions.total.lrmer_high_re_cost_25..co2e_mmt |  | co2e_mmt | [7 empty] | Calculated from annual results by multiplying by weight. | Not published in ResStock 2024.2
Calculated | yes | yes | float | no |  |  | calc.weighted.emissions.total.lrmer_high_re_cost_low_ng_price_15..co2e_mmt |  | co2e_mmt | [7 empty] | Calculated from annual results by multiplying by weight. | Not published in ResStock 2024.2
Calculated | yes | yes | float | no |  |  | calc.weighted.emissions.total.lrmer_high_re_cost_low_ng_price_25..co2e_mmt |  | co2e_mmt | [7 empty] | Calculated from annual results by multiplying by weight. | Not published in ResStock 2024.2
Calculated | yes | yes | float | no |  |  | calc.weighted.emissions.total.lrmer_low_re_cost_15..co2e_mmt |  | co2e_mmt | [7 empty] | Calculated from annual results by multiplying by weight. | Not published in ResStock 2024.2
Calculated | yes | yes | float | no |  |  | calc.weighted.emissions.total.lrmer_low_re_cost_25..co2e_mmt |  | co2e_mmt | [7 empty] | Calculated from annual results by multiplying by weight. | Not published in ResStock 2024.2
Calculated | yes | yes | float | no |  |  | calc.weighted.emissions.total.lrmer_low_re_cost_high_ng_price_15..co2e_mmt |  | co2e_mmt | [7 empty] | Calculated from annual results by multiplying by weight. | Not published in ResStock 2024.2
Calculated | yes | yes | float | no |  |  | calc.weighted.emissions.total.lrmer_low_re_cost_high_ng_price_25..co2e_mmt |  | co2e_mmt | [7 empty] | Calculated from annual results by multiplying by weight. | Not published in ResStock 2024.2
Calculated | yes | yes | float | no |  |  | calc.weighted.emissions.total.lrmer_mid_case_15..co2e_mmt |  | co2e_mmt | [7 empty] | Calculated from annual results by multiplying by weight. | Not published in ResStock 2024.2
Calculated | yes | yes | float | no |  |  | calc.weighted.emissions.total.lrmer_mid_case_25..co2e_mmt |  | co2e_mmt | [7 empty] | Calculated from annual results by multiplying by weight. | Not published in ResStock 2024.2
Calculated | yes | yes | float | no |  |  | calc.weighted.emissions.electricity.aer_high_re_cost_avg..co2e_mmt |  | co2e_mmt | [7 empty] | Calculated from annual results by multiplying by weight. | Not published in ResStock 2024.2
Calculated | yes | yes | float | no |  |  | calc.weighted.emissions.electricity.aer_high_re_cost_low_ng_price_avg..co2e_mmt |  | co2e_mmt | [7 empty] | Calculated from annual results by multiplying by weight. | Not published in ResStock 2024.2
Calculated | yes | yes | float | no |  |  | calc.weighted.emissions.electricity.aer_low_re_cost_avg..co2e_mmt |  | co2e_mmt | [7 empty] | Calculated from annual results by multiplying by weight. | Not published in ResStock 2024.2
Calculated | yes | yes | float | no |  |  | calc.weighted.emissions.electricity.aer_low_re_cost_high_ng_price_avg..co2e_mmt |  | co2e_mmt | [7 empty] | Calculated from annual results by multiplying by weight. | Not published in ResStock 2024.2
Calculated | yes | yes | float | no |  |  | calc.weighted.emissions.electricity.aer_mid_case_avg..co2e_mmt |  | co2e_mmt | [7 empty] | Calculated from annual results by multiplying by weight. | Not published in ResStock 2024.2
Calculated | yes | yes | float | no |  |  | calc.weighted.emissions.electricity.lrmer_high_re_cost_15..co2e_mmt |  | co2e_mmt | [7 empty] | Calculated from annual results by multiplying by weight. | Not published in ResStock 2024.2
Calculated | yes | yes | float | no |  |  | calc.weighted.emissions.electricity.lrmer_high_re_cost_25..co2e_mmt |  | co2e_mmt | [7 empty] | Calculated from annual results by multiplying by weight. | Not published in ResStock 2024.2
Calculated | yes | yes | float | no |  |  | calc.weighted.emissions.electricity.lrmer_high_re_cost_low_ng_price_15..co2e_mmt |  | co2e_mmt | [7 empty] | Calculated from annual results by multiplying by weight. | Not published in ResStock 2024.2
Calculated | yes | yes | float | no |  |  | calc.weighted.emissions.electricity.lrmer_high_re_cost_low_ng_price_25..co2e_mmt |  | co2e_mmt | [7 empty] | Calculated from annual results by multiplying by weight. | Not published in ResStock 2024.2
Calculated | yes | yes | float | no |  |  | calc.weighted.emissions.electricity.lrmer_low_re_cost_15..co2e_mmt |  | co2e_mmt | [7 empty] | Calculated from annual results by multiplying by weight. | Not published in ResStock 2024.2
Calculated | yes | yes | float | no |  |  | calc.weighted.emissions.electricity.lrmer_low_re_cost_25..co2e_mmt |  | co2e_mmt | [7 empty] | Calculated from annual results by multiplying by weight. | Not published in ResStock 2024.2
Calculated | yes | yes | float | no |  |  | calc.weighted.emissions.electricity.lrmer_low_re_cost_high_ng_price_15..co2e_mmt |  | co2e_mmt | [7 empty] | Calculated from annual results by multiplying by weight. | Not published in ResStock 2024.2
Calculated | yes | yes | float | no |  |  | calc.weighted.emissions.electricity.lrmer_low_re_cost_high_ng_price_25..co2e_mmt |  | co2e_mmt | [7 empty] | Calculated from annual results by multiplying by weight. | Not published in ResStock 2024.2
Calculated | yes | yes | float | no |  |  | calc.weighted.emissions.electricity.lrmer_mid_case_15..co2e_mmt |  | co2e_mmt | [7 empty] | Calculated from annual results by multiplying by weight. | Not published in ResStock 2024.2
Calculated | yes | yes | float | no |  |  | calc.weighted.emissions.electricity.lrmer_mid_case_25..co2e_mmt |  | co2e_mmt | [7 empty] | Calculated from annual results by multiplying by weight. | Not published in ResStock 2024.2
Calculated | yes | yes | float | no |  |  | calc.weighted.emissions.fuel_oil.total..co2e_mmt |  | co2e_mmt | [7 empty] | Calculated from annual results by multiplying by weight. | Not published in ResStock 2024.2
Calculated | yes | yes | float | no |  |  | calc.weighted.emissions.natural_gas.total..co2e_mmt |  | co2e_mmt | [7 empty] | Calculated from annual results by multiplying by weight. | Not published in ResStock 2024.2
Calculated | yes | yes | float | no |  |  | calc.weighted.emissions.propane.total..co2e_mmt |  | co2e_mmt | [7 empty] | Calculated from annual results by multiplying by weight. | Not published in ResStock 2024.2
Calculated | yes | yes | float | no |  |  | calc.weighted.emissions_reduction.total.aer_high_re_cost_avg..co2e_mmt |  | co2e_mmt | [7 empty] | Calculated from annual results by multiplying by weight. | Not published in ResStock 2024.2
Calculated | yes | yes | float | no |  |  | calc.weighted.emissions_reduction.total.aer_high_re_cost_low_ng_price_avg..co2e_mmt |  | co2e_mmt | [7 empty] | Calculated from annual results by multiplying by weight. | Not published in ResStock 2024.2
Calculated | yes | yes | float | no |  |  | calc.weighted.emissions_reduction.total.aer_low_re_cost_avg..co2e_mmt |  | co2e_mmt | [7 empty] | Calculated from annual results by multiplying by weight. | Not published in ResStock 2024.2
Calculated | yes | yes | float | no |  |  | calc.weighted.emissions_reduction.total.aer_low_re_cost_high_ng_price_avg..co2e_mmt |  | co2e_mmt | [7 empty] | Calculated from annual results by multiplying by weight. | Not published in ResStock 2024.2
Calculated | yes | yes | float | no |  |  | calc.weighted.emissions_reduction.total.aer_mid_case_avg..co2e_mmt |  | co2e_mmt | [7 empty] | Calculated from annual results by multiplying by weight. | Not published in ResStock 2024.2
Calculated | yes | yes | float | no |  |  | calc.weighted.emissions_reduction.total.lrmer_high_re_cost_15..co2e_mmt |  | co2e_mmt | [7 empty] | Calculated from annual results by multiplying by weight. | Not published in ResStock 2024.2
Calculated | yes | yes | float | no |  |  | calc.weighted.emissions_reduction.total.lrmer_high_re_cost_25..co2e_mmt |  | co2e_mmt | [7 empty] | Calculated from annual results by multiplying by weight. | Not published in ResStock 2024.2
Calculated | yes | yes | float | no |  |  | calc.weighted.emissions_reduction.total.lrmer_high_re_cost_low_ng_price_15..co2e_mmt |  | co2e_mmt | [7 empty] | Calculated from annual results by multiplying by weight. | Not published in ResStock 2024.2
Calculated | yes | yes | float | no |  |  | calc.weighted.emissions_reduction.total.lrmer_high_re_cost_low_ng_price_25..co2e_mmt |  | co2e_mmt | [7 empty] | Calculated from annual results by multiplying by weight. | Not published in ResStock 2024.2
Calculated | yes | yes | float | no |  |  | calc.weighted.emissions_reduction.total.lrmer_low_re_cost_15..co2e_mmt |  | co2e_mmt | [7 empty] | Calculated from annual results by multiplying by weight. | Not published in ResStock 2024.2
Calculated | yes | yes | float | no |  |  | calc.weighted.emissions_reduction.total.lrmer_low_re_cost_25..co2e_mmt |  | co2e_mmt | [7 empty] | Calculated from annual results by multiplying by weight. | Not published in ResStock 2024.2
Calculated | yes | yes | float | no |  |  | calc.weighted.emissions_reduction.total.lrmer_low_re_cost_high_ng_price_15..co2e_mmt |  | co2e_mmt | [7 empty] | Calculated from annual results by multiplying by weight. | Not published in ResStock 2024.2
Calculated | yes | yes | float | no |  |  | calc.weighted.emissions_reduction.total.lrmer_low_re_cost_high_ng_price_25..co2e_mmt |  | co2e_mmt | [7 empty] | Calculated from annual results by multiplying by weight. | Not published in ResStock 2024.2
Calculated | yes | yes | float | no |  |  | calc.weighted.emissions_reduction.total.lrmer_mid_case_15..co2e_mmt |  | co2e_mmt | [7 empty] | Calculated from annual results by multiplying by weight. | Not published in ResStock 2024.2
Calculated | yes | yes | float | no |  |  | calc.weighted.emissions_reduction.total.lrmer_mid_case_25..co2e_mmt |  | co2e_mmt | [7 empty] | Calculated from annual results by multiplying by weight. | Not published in ResStock 2024.2
Calculated | yes | yes | float | no |  |  | calc.weighted.emissions_reduction.fuel_oil.total..co2e_mmt |  | co2e_mmt | [7 empty] | Calculated from annual results by multiplying by weight. | Not published in ResStock 2024.2
Calculated | yes | yes | float | no |  |  | calc.weighted.emissions_reduction.natural_gas.total..co2e_mmt |  | co2e_mmt | [7 empty] | Calculated from annual results by multiplying by weight. | Not published in ResStock 2024.2
Calculated | yes | yes | float | no |  |  | calc.weighted.emissions_reduction.propane.total..co2e_mmt |  | co2e_mmt | [7 empty] | Calculated from annual results by multiplying by weight. | Not published in ResStock 2024.2
Calculated | yes | yes | float | no |  |  | calc.weighted.electricity.ceiling_fan.energy_savings..tbtu |  | tbtu | [7 empty] | Calculated from annual results by multiplying by weight. | Not published in ResStock 2024.2
Calculated | yes | yes | float | no |  |  | calc.weighted.electricity.clothes_dryer.energy_savings..tbtu |  | tbtu | [7 empty] | Calculated from annual results by multiplying by weight. | Not published in ResStock 2024.2
Calculated | yes | yes | float | no |  |  | calc.weighted.electricity.clothes_washer.energy_savings..tbtu |  | tbtu | [7 empty] | Calculated from annual results by multiplying by weight. | Not published in ResStock 2024.2
Calculated | yes | yes | float | no |  |  | calc.weighted.electricity.cooling.energy_savings..tbtu |  | tbtu | [7 empty] | Calculated from annual results by multiplying by weight. | Not published in ResStock 2024.2
Calculated | yes | yes | float | no |  |  | calc.weighted.electricity.cooling_fans_pumps.energy_savings..tbtu |  | tbtu | [7 empty] | Calculated from annual results by multiplying by weight. | Not published in ResStock 2024.2
Calculated | yes | yes | float | no |  |  | calc.weighted.electricity.dishwasher.energy_savings..tbtu |  | tbtu | [7 empty] | Calculated from annual results by multiplying by weight. | Not published in ResStock 2024.2
Calculated | yes | yes | float | no |  |  | calc.weighted.electricity.ev_charging.energy_savings..tbtu |  | tbtu | [7 empty] | Calculated from annual results by multiplying by weight. | Not published in ResStock 2024.2
Calculated | yes | yes | float | no |  |  | calc.weighted.electricity.freezer.energy_savings..tbtu |  | tbtu | [7 empty] | Calculated from annual results by multiplying by weight. | Not published in ResStock 2024.2
Calculated | yes | yes | float | no |  |  | calc.weighted.electricity.heating.energy_savings..tbtu |  | tbtu | [7 empty] | Calculated from annual results by multiplying by weight. | Not published in ResStock 2024.2
Calculated | yes | yes | float | no |  |  | calc.weighted.electricity.heating_fans_pumps.energy_savings..tbtu |  | tbtu | [7 empty] | Calculated from annual results by multiplying by weight. | Not published in ResStock 2024.2
Calculated | yes | yes | float | no |  |  | calc.weighted.electricity.heating_hp_bkup.energy_savings..tbtu |  | tbtu | [7 empty] | Calculated from annual results by multiplying by weight. | Not published in ResStock 2024.2
Calculated | yes | yes | float | no |  |  | calc.weighted.electricity.heating_hp_bkup_fa.energy_savings..tbtu |  | tbtu | [7 empty] | Calculated from annual results by multiplying by weight. | Not published in ResStock 2024.2
Calculated | yes | yes | float | no |  |  | calc.weighted.electricity.hot_water.energy_savings..tbtu |  | tbtu | [7 empty] | Calculated from annual results by multiplying by weight. | Not published in ResStock 2024.2
Calculated | yes | yes | float | no |  |  | calc.weighted.electricity.hot_water_solar_th.energy_savings..tbtu |  | tbtu | [7 empty] | Calculated from annual results by multiplying by weight. | Not published in ResStock 2024.2
Calculated | yes | yes | float | no |  |  | calc.weighted.electricity.lighting_exterior.energy_savings..tbtu |  | tbtu | [7 empty] | Calculated from annual results by multiplying by weight. | Not published in ResStock 2024.2
Calculated | yes | yes | float | no |  |  | calc.weighted.electricity.lighting_garage.energy_savings..tbtu |  | tbtu | [7 empty] | Calculated from annual results by multiplying by weight. | Not published in ResStock 2024.2
Calculated | yes | yes | float | no |  |  | calc.weighted.electricity.lighting_interior.energy_savings..tbtu |  | tbtu | [7 empty] | Calculated from annual results by multiplying by weight. | Not published in ResStock 2024.2
Calculated | yes | yes | float | no |  |  | calc.weighted.electricity.mech_vent.energy_savings..tbtu |  | tbtu | [7 empty] | Calculated from annual results by multiplying by weight. | Not published in ResStock 2024.2
Calculated | yes | yes | float | no |  |  | calc.weighted.electricity.net.energy_savings..tbtu |  | tbtu | [7 empty] | Calculated from annual results by multiplying by weight. | Not published in ResStock 2024.2
Calculated | yes | yes | float | no |  |  | calc.weighted.electricity.permanent_spa_heat.energy_savings..tbtu |  | tbtu | [7 empty] | Calculated from annual results by multiplying by weight. | Not published in ResStock 2024.2
Calculated | yes | yes | float | no |  |  | calc.weighted.electricity.permanent_spa_pump.energy_savings..tbtu |  | tbtu | [7 empty] | Calculated from annual results by multiplying by weight. | Not published in ResStock 2024.2
Calculated | yes | yes | float | no |  |  | calc.weighted.electricity.plug_loads.energy_savings..tbtu |  | tbtu | [7 empty] | Calculated from annual results by multiplying by weight. | Not published in ResStock 2024.2
Calculated | yes | yes | float | no |  |  | calc.weighted.electricity.pool_heater.energy_savings..tbtu |  | tbtu | [7 empty] | Calculated from annual results by multiplying by weight. | Not published in ResStock 2024.2
Calculated | yes | yes | float | no |  |  | calc.weighted.electricity.pool_pump.energy_savings..tbtu |  | tbtu | [7 empty] | Calculated from annual results by multiplying by weight. | Not published in ResStock 2024.2
Calculated | yes | yes | float | no |  |  | calc.weighted.electricity.pv.energy_savings..tbtu |  | tbtu | [7 empty] | Calculated from annual results by multiplying by weight. | Not published in ResStock 2024.2
Calculated | yes | yes | float | no |  |  | calc.weighted.electricity.range_oven.energy_savings..tbtu |  | tbtu | [7 empty] | Calculated from annual results by multiplying by weight. | Not published in ResStock 2024.2
Calculated | yes | yes | float | no |  |  | calc.weighted.electricity.refrigerator.energy_savings..tbtu |  | tbtu | [7 empty] | Calculated from annual results by multiplying by weight. | Not published in ResStock 2024.2
Calculated | yes | yes | float | no |  |  | calc.weighted.electricity.television.energy_savings..tbtu |  | tbtu | [7 empty] | Calculated from annual results by multiplying by weight. | Not published in ResStock 2024.2
Calculated | yes | yes | float | no |  |  | calc.weighted.electricity.total.energy_savings..tbtu |  | tbtu | [7 empty] | Calculated from annual results by multiplying by weight. | Not published in ResStock 2024.2
Calculated | yes | yes | float | no |  |  | calc.weighted.electricity.well_pump.energy_savings..tbtu |  | tbtu | [7 empty] | Calculated from annual results by multiplying by weight. | Not published in ResStock 2024.2
Calculated | yes | yes | float | no |  |  | calc.weighted.fuel_oil.heating.energy_savings..tbtu |  | tbtu | [7 empty] | Calculated from annual results by multiplying by weight. | Not published in ResStock 2024.2
Calculated | yes | yes | float | no |  |  | calc.weighted.fuel_oil.hot_water.energy_savings..tbtu |  | tbtu | [7 empty] | Calculated from annual results by multiplying by weight. | Not published in ResStock 2024.2
Calculated | yes | yes | float | no |  |  | calc.weighted.fuel_oil.total.energy_savings..tbtu |  | tbtu | [7 empty] | Calculated from annual results by multiplying by weight. | Not published in ResStock 2024.2
Calculated | yes | yes | float | no |  |  | calc.weighted.natural_gas.clothes_dryer.energy_savings..tbtu |  | tbtu | [7 empty] | Calculated from annual results by multiplying by weight. | Not published in ResStock 2024.2
Calculated | yes | yes | float | no |  |  | calc.weighted.natural_gas.fireplace.energy_savings..tbtu |  | tbtu | [7 empty] | Calculated from annual results by multiplying by weight. | Not published in ResStock 2024.2
Calculated | yes | yes | float | no |  |  | calc.weighted.natural_gas.grill.energy_savings..tbtu |  | tbtu | [7 empty] | Calculated from annual results by multiplying by weight. | Not published in ResStock 2024.2
Calculated | yes | yes | float | no |  |  | calc.weighted.natural_gas.heating.energy_savings..tbtu |  | tbtu | [7 empty] | Calculated from annual results by multiplying by weight. | Not published in ResStock 2024.2
Calculated | yes | yes | float | no |  |  | calc.weighted.natural_gas.hot_water.energy_savings..tbtu |  | tbtu | [7 empty] | Calculated from annual results by multiplying by weight. | Not published in ResStock 2024.2
Calculated | yes | yes | float | no |  |  | calc.weighted.natural_gas.lighting.energy_savings..tbtu |  | tbtu | [7 empty] | Calculated from annual results by multiplying by weight. | Not published in ResStock 2024.2
Calculated | yes | yes | float | no |  |  | calc.weighted.natural_gas.permanent_spa_heat.energy_savings..tbtu |  | tbtu | [7 empty] | Calculated from annual results by multiplying by weight. | Not published in ResStock 2024.2
Calculated | yes | yes | float | no |  |  | calc.weighted.natural_gas.pool_heater.energy_savings..tbtu |  | tbtu | [7 empty] | Calculated from annual results by multiplying by weight. | Not published in ResStock 2024.2
Calculated | yes | yes | float | no |  |  | calc.weighted.natural_gas.range_oven.energy_savings..tbtu |  | tbtu | [7 empty] | Calculated from annual results by multiplying by weight. | Not published in ResStock 2024.2
Calculated | yes | yes | float | no |  |  | calc.weighted.natural_gas.total.energy_savings..tbtu |  | tbtu | [7 empty] | Calculated from annual results by multiplying by weight. | Not published in ResStock 2024.2
Calculated | yes | yes | float | no |  |  | calc.weighted.propane.clothes_dryer.energy_savings..tbtu |  | tbtu | [7 empty] | Calculated from annual results by multiplying by weight. | Not published in ResStock 2024.2
Calculated | yes | yes | float | no |  |  | calc.weighted.propane.heating.energy_savings..tbtu |  | tbtu | [7 empty] | Calculated from annual results by multiplying by weight. | Not published in ResStock 2024.2
Calculated | yes | yes | float | no |  |  | calc.weighted.propane.hot_water.energy_savings..tbtu |  | tbtu | [7 empty] | Calculated from annual results by multiplying by weight. | Not published in ResStock 2024.2
Calculated | yes | yes | float | no |  |  | calc.weighted.propane.range_oven.energy_savings..tbtu |  | tbtu | [7 empty] | Calculated from annual results by multiplying by weight. | Not published in ResStock 2024.2
Calculated | yes | yes | float | no |  |  | calc.weighted.propane.total.energy_savings..tbtu |  | tbtu | [7 empty] | Calculated from annual results by multiplying by weight. | Not published in ResStock 2024.2
Calculated | yes | yes | float | no |  |  | calc.weighted.site_energy.net.energy_savings..tbtu |  | tbtu | [7 empty] | Calculated from annual results by multiplying by weight. | Not published in ResStock 2024.2
Calculated | yes | yes | float | no |  |  | calc.weighted.site_energy.total.energy_savings..tbtu |  | tbtu | [7 empty] | Calculated from annual results by multiplying by weight. | Not published in ResStock 2024.2
Calculated | yes | yes | float | no |  |  | calc.weighted.emissions_reduction.electricity.aer_high_re_cost_avg..co2e_mmt |  | co2e_mmt | [7 empty] | Calculated from annual results by multiplying by weight. | Not published in ResStock 2024.2
Calculated | yes | yes | float | no |  |  | calc.weighted.emissions_reduction.electricity.aer_high_re_cost_low_ng_price_avg..co2e_mmt |  | co2e_mmt | [7 empty] | Calculated from annual results by multiplying by weight. | Not published in ResStock 2024.2
Calculated | yes | yes | float | no |  |  | calc.weighted.emissions_reduction.electricity.aer_low_re_cost_avg..co2e_mmt |  | co2e_mmt | [7 empty] | Calculated from annual results by multiplying by weight. | Not published in ResStock 2024.2
Calculated | yes | yes | float | no |  |  | calc.weighted.emissions_reduction.electricity.aer_low_re_cost_high_ng_price_avg..co2e_mmt |  | co2e_mmt | [7 empty] | Calculated from annual results by multiplying by weight. | Not published in ResStock 2024.2
Calculated | yes | yes | float | no |  |  | calc.weighted.emissions_reduction.electricity.aer_mid_case_avg..co2e_mmt |  | co2e_mmt | [7 empty] | Calculated from annual results by multiplying by weight. | Not published in ResStock 2024.2
Calculated | yes | yes | float | no |  |  | calc.weighted.emissions_reduction.electricity.lrmer_high_re_cost_15..co2e_mmt |  | co2e_mmt | [7 empty] | Calculated from annual results by multiplying by weight. | Not published in ResStock 2024.2
Calculated | yes | yes | float | no |  |  | calc.weighted.emissions_reduction.electricity.lrmer_high_re_cost_25..co2e_mmt |  | co2e_mmt | [7 empty] | Calculated from annual results by multiplying by weight. | Not published in ResStock 2024.2
Calculated | yes | yes | float | no |  |  | calc.weighted.emissions_reduction.electricity.lrmer_high_re_cost_low_ng_price_15..co2e_mmt |  | co2e_mmt | [7 empty] | Calculated from annual results by multiplying by weight. | Not published in ResStock 2024.2
Calculated | yes | yes | float | no |  |  | calc.weighted.emissions_reduction.electricity.lrmer_high_re_cost_low_ng_price_25..co2e_mmt |  | co2e_mmt | [7 empty] | Calculated from annual results by multiplying by weight. | Not published in ResStock 2024.2
Calculated | yes | yes | float | no |  |  | calc.weighted.emissions_reduction.electricity.lrmer_low_re_cost_15..co2e_mmt |  | co2e_mmt | [7 empty] | Calculated from annual results by multiplying by weight. | Not published in ResStock 2024.2
Calculated | yes | yes | float | no |  |  | calc.weighted.emissions_reduction.electricity.lrmer_low_re_cost_25..co2e_mmt |  | co2e_mmt | [7 empty] | Calculated from annual results by multiplying by weight. | Not published in ResStock 2024.2
Calculated | yes | yes | float | no |  |  | calc.weighted.emissions_reduction.electricity.lrmer_low_re_cost_high_ng_price_15..co2e_mmt |  | co2e_mmt | [7 empty] | Calculated from annual results by multiplying by weight. | Not published in ResStock 2024.2
Calculated | yes | yes | float | no |  |  | calc.weighted.emissions_reduction.electricity.lrmer_low_re_cost_high_ng_price_25..co2e_mmt |  | co2e_mmt | [7 empty] | Calculated from annual results by multiplying by weight. | Not published in ResStock 2024.2
Calculated | yes | yes | float | no |  |  | calc.weighted.emissions_reduction.electricity.lrmer_mid_case_15..co2e_mmt |  | co2e_mmt | [7 empty] | Calculated from annual results by multiplying by weight. | Not published in ResStock 2024.2
Calculated | yes | yes | float | no |  |  | calc.weighted.emissions_reduction.electricity.lrmer_mid_case_25..co2e_mmt |  | co2e_mmt | [7 empty] | Calculated from annual results by multiplying by weight. | Not published in ResStock 2024.2